## Data Entry
Water Surface Calculator for Horizontal Formadrain Discharging to Round, Sloped Outlet Pipe
Inputs by User | [5 empty] | Outputs
Seepage Face Height |  | 4 | ft |  |  | Seepage Rate | 100 | gal/day, or | 0.00015473 | cfs
Seepage Face Length |  | 50 | ft |  |  | Flow depth in Outlet Pipe | 0.007 | ft, or | 0.084 | inches
Seepage Face Hydraulic Conductivity |  | 10 | gal/day/ft^2, see below |  |  | Max depth in Formadrain | 0.019092 | ft, or | 0.2291 | inches
Ground or Water Table Slope at seep face |  | 0.05 | ft/ft, or | 5 | percent
Outlet Pipe Diameter (4" or 6") * |  | 4 | inches, or | 0.33333 | ft
Elev. Diff. btwn outlet pipe and FAD at joint |  | 0.1 | inches | Must be at least 0.125
Outlet Pipe Slope |  | 0.01 | ft/ft, or | 1 | percent
Manning's number for Outlet Pipe |  | 0.01 | dimensionless, 0.010 for PVC
Manning's number for FAD |  | 0.01 | dimensionless, 0.010 for PVC
Formadrain Length |  | 100 | ft
yellow = enter site-specific data
green = outputs
Suggested Hydraulic Conductivities
K
| Soil Type |  | (gal/day/ft^2)
| Clay, silty clay |  | 0.01
| Silt loam, silty clay loam, loam, clay loam, sandy clay loam |  | 10
| Sandy loam |  | 100
| Gravelly loam, loamy sand |  | 1000
| Sand, fine sand |  | 10000 |  |  | Flow in Formadrain stays in exterior system with bleeder at two inches
| Sand and gravel |  | 100000
| Very gravelly sand |  | 1000000
Source: Freeze and Cherry, 1979, p. 29
Notes and Assumptions
Seepage rate estimated using Dupuit-Forchheimer Approximation of Darcy's Law (face height * face length * conductivity * water table slope)
Assume water table slope to be parallel to slope of ground surface, unless other data is available
No shortcutting by surface runoff directly to drainage system
Flow in sloped, round outlet pipe is uniform
Manning's equation used to determine flow depth and velocity in outlet pipe
Flow in horizontal FAD is non-uniform and gradually varied
Flow in FAD estimated using Standard Step Method and Newton Raphson Numerical Method
FAD geometry assumed to be 2-inch wide rectangular channel.
Bleeders connect inside and outside FAD at 2 inches from bottom.
No parallel flow in stone around FAD.
All flow enters FAD at upstream end
Water elevation at end of FAD is same as water elevation at upstream end of outlet pipe.
Does not account for head loss at transition from FAD to outlet pipe, or in bends in FAD.

## Flow in outlet pipe
Flow in 4- or 6-inch outlet pipe, using Manning's Equation
Can't solve directly for flow depth in outlet pipe, so calculate the flow rate for every possible flow depth, then select the flow depth that produces Q closest to the actual flow rate.
Algorithm uses different trigonometric formulas when outlet pipe is more or less than 1/2 full. See separate pdf.
Variable |  | Label | Value | Units | Source
Seepage flow rate |  | Q | 0.00015473 | ft^3/sec | from data entry
Manning's conversion factor |  | k | 1.4859 | (ft^1/3) / sec | reference
Manning's number for PVC |  | n | 0.01 | no dim | from data entry
Outlet pipe slope |  | S | 0.01 | ft/ft | from data entry
Outlet pipe radius |  | r | 0.16667 | ft | from data entry
Flow area in outlet pipe |  | A | 0.00044799 | ft^2 | find
Flow depth in outlet pipe |  | d | 0.007 | ft | find
= outputs used in FAD sheet
Flow Depth | Flow Depth | Circ segment ht | Central Angle | Circ seg area | Arc length | Flow Area | Wetted Perimeter | Hydraulic Radius Rh | Pipe Slope | Coefficient | Manning's no. | Velocity from Manning's formula | Q at depth d | Target Flow | Qd/Qtarget | Flow area A | Solution
d | d | h | theta | K | s | A | P | R | s | k | n | v | A/v | Q | =1 at best match | for match | Depth
(in) | (ft) | (ft) | (rad) | (ft^2) | (ft) | (ft^2) | (ft) | (ft) | (ft/ft) | (ft^1/3) / sec | no dim | (ft/s) | (ft^3/s) | (ft^3/s) | (no dim.) | (ft^2) | (ft)
0.012 | 0.001 | 0.001 | 0.2192 | 2.4321e-05 | 0.036533 | 2.4321e-05 | 0.036533 | 0.00066573 | 0.01 | 1.4859 | 0.01 | 0.11301 | 2.7486e-06 | 0.00015473 | 0.017764 | 0 | 0
0.024 | 0.002 | 0.002 | 0.31015 | 6.8729e-05 | 0.051692 | 6.8729e-05 | 0.051692 | 0.0013296 | 0.01 | 1.4859 | 0.01 | 0.17927 | 1.2321e-05 | 0.00015473 | 0.079628 | 0 | 0
0.036 | 0.003 | 0.003 | 0.38004 | 0.00012615 | 0.063341 | 0.00012615 | 0.063341 | 0.0019916 | 0.01 | 1.4859 | 0.01 | 0.23472 | 2.961e-05 | 0.00015473 | 0.19136 | 0 | 0
0.048 | 0.004 | 0.004 | 0.43906 | 0.00019404 | 0.073177 | 0.00019404 | 0.073177 | 0.0026517 | 0.01 | 1.4859 | 0.01 | 0.28411 | 5.5129e-05 | 0.00015473 | 0.35628 | 0 | 0
0.06 | 0.005 | 0.005 | 0.49113 | 0.00027094 | 0.081855 | 0.00027094 | 0.081855 | 0.00331 | 0.01 | 1.4859 | 0.01 | 0.32939 | 8.9244e-05 | 0.00015473 | 0.57676 | 0 | 0
0.072 | 0.006 | 0.006 | 0.53828 | 0.00035583 | 0.089713 | 0.00035583 | 0.089713 | 0.0039663 | 0.01 | 1.4859 | 0.01 | 0.37163 | 0.00013224 | 0.00015473 | 0.85463 | 0 | 0
0.084 | 0.007 | 0.007 | 0.5817 | 0.00044799 | 0.096951 | 0.00044799 | 0.096951 | 0.0046208 | 0.01 | 1.4859 | 0.01 | 0.41149 | 0.00018434 | 0.00015473 | 1.1914 | 0.00044799 | 0.007
0.096 | 0.008 | 0.008 | 0.62218 | 0.00054684 | 0.1037 | 0.00054684 | 0.1037 | 0.0052734 | 0.01 | 1.4859 | 0.01 | 0.44939 | 0.00024575 | 0.00015473 | 1.5882 | 0 | 0
0.108 | 0.009 | 0.009 | 0.66026 | 0.00065192 | 0.11004 | 0.00065192 | 0.11004 | 0.0059242 | 0.01 | 1.4859 | 0.01 | 0.48566 | 0.00031661 | 0.00015473 | 2.0462 | 0 | 0
0.12 | 0.01 | 0.01 | 0.69633 | 0.00076283 | 0.11606 | 0.00076283 | 0.11606 | 0.006573 | 0.01 | 1.4859 | 0.01 | 0.52052 | 0.00039707 | 0.00015473 | 2.5662 | 0 | 0
0.132 | 0.011 | 0.011 | 0.73069 | 0.00087927 | 0.12178 | 0.00087927 | 0.12178 | 0.00722 | 0.01 | 1.4859 | 0.01 | 0.55416 | 0.00048725 | 0.00015473 | 3.149 | 0 | 0
0.144 | 0.012 | 0.012 | 0.76358 | 0.0010009 | 0.12726 | 0.0010009 | 0.12726 | 0.0078651 | 0.01 | 1.4859 | 0.01 | 0.58671 | 0.00058725 | 0.00015473 | 3.7953 | 0 | 0
0.156 | 0.013 | 0.013 | 0.79516 | 0.0011276 | 0.13253 | 0.0011276 | 0.13253 | 0.0085083 | 0.01 | 1.4859 | 0.01 | 0.61829 | 0.00069717 | 0.00015473 | 4.5056 | 0 | 0
0.168 | 0.014 | 0.014 | 0.82561 | 0.001259 | 0.1376 | 0.001259 | 0.1376 | 0.0091495 | 0.01 | 1.4859 | 0.01 | 0.649 | 0.00081708 | 0.00015473 | 5.2806 | 0 | 0
0.18 | 0.015 | 0.015 | 0.85502 | 0.001395 | 0.1425 | 0.001395 | 0.1425 | 0.009789 | 0.01 | 1.4859 | 0.01 | 0.67891 | 0.00094705 | 0.00015473 | 6.1205 | 0 | 0
0.192 | 0.016 | 0.016 | 0.88352 | 0.0015353 | 0.14725 | 0.0015353 | 0.14725 | 0.010426 | 0.01 | 1.4859 | 0.01 | 0.70809 | 0.0010872 | 0.00015473 | 7.026 | 0 | 0
0.204 | 0.017 | 0.017 | 0.91119 | 0.0016799 | 0.15186 | 0.0016799 | 0.15186 | 0.011062 | 0.01 | 1.4859 | 0.01 | 0.73659 | 0.0012374 | 0.00015473 | 7.9972 | 0 | 0
0.216 | 0.018 | 0.018 | 0.93809 | 0.0018286 | 0.15635 | 0.0018286 | 0.15635 | 0.011696 | 0.01 | 1.4859 | 0.01 | 0.76448 | 0.0013979 | 0.00015473 | 9.0345 | 0 | 0
0.228 | 0.019 | 0.019 | 0.9643 | 0.0019812 | 0.16072 | 0.0019812 | 0.16072 | 0.012328 | 0.01 | 1.4859 | 0.01 | 0.79178 | 0.0015687 | 0.00015473 | 10.1382 | 0 | 0
0.24 | 0.02 | 0.02 | 0.98987 | 0.0021377 | 0.16498 | 0.0021377 | 0.16498 | 0.012957 | 0.01 | 1.4859 | 0.01 | 0.81854 | 0.0017498 | 0.00015473 | 11.3085 | 0 | 0
0.252 | 0.021 | 0.021 | 1.0148 | 0.0022979 | 0.16914 | 0.0022979 | 0.16914 | 0.013585 | 0.01 | 1.4859 | 0.01 | 0.84479 | 0.0019412 | 0.00015473 | 12.5456 | 0 | 0
0.264 | 0.022 | 0.022 | 1.0393 | 0.0024616 | 0.17321 | 0.0024616 | 0.17321 | 0.014212 | 0.01 | 1.4859 | 0.01 | 0.87057 | 0.002143 | 0.00015473 | 13.8496 | 0 | 0
0.276 | 0.023 | 0.023 | 1.0632 | 0.0026289 | 0.1772 | 0.0026289 | 0.1772 | 0.014836 | 0.01 | 1.4859 | 0.01 | 0.89589 | 0.0023552 | 0.00015473 | 15.2208 | 0 | 0
0.288 | 0.024 | 0.024 | 1.0866 | 0.0027995 | 0.1811 | 0.0027995 | 0.1811 | 0.015458 | 0.01 | 1.4859 | 0.01 | 0.92078 | 0.0025777 | 0.00015473 | 16.6593 | 0 | 0
0.3 | 0.025 | 0.025 | 1.1096 | 0.0029735 | 0.18494 | 0.0029735 | 0.18494 | 0.016078 | 0.01 | 1.4859 | 0.01 | 0.94527 | 0.0028107 | 0.00015473 | 18.165 | 0 | 0
0.312 | 0.026 | 0.026 | 1.1322 | 0.0031507 | 0.1887 | 0.0031507 | 0.1887 | 0.016697 | 0.01 | 1.4859 | 0.01 | 0.96936 | 0.0030542 | 0.00015473 | 19.7382 | 0 | 0
0.324 | 0.027 | 0.027 | 1.1544 | 0.003331 | 0.1924 | 0.003331 | 0.1924 | 0.017313 | 0.01 | 1.4859 | 0.01 | 0.99309 | 0.003308 | 0.00015473 | 21.3788 | 0 | 0
0.336 | 0.028 | 0.028 | 1.1762 | 0.0035144 | 0.19603 | 0.0035144 | 0.19603 | 0.017928 | 0.01 | 1.4859 | 0.01 | 1.0165 | 0.0035723 | 0.00015473 | 23.087 | 0 | 0
0.348 | 0.029 | 0.029 | 1.1976 | 0.0037009 | 0.19961 | 0.0037009 | 0.19961 | 0.018541 | 0.01 | 1.4859 | 0.01 | 1.0395 | 0.0038471 | 0.00015473 | 24.8626 | 0 | 0
0.36 | 0.03 | 0.03 | 1.2188 | 0.0038902 | 0.20313 | 0.0038902 | 0.20313 | 0.019151 | 0.01 | 1.4859 | 0.01 | 1.0622 | 0.0041323 | 0.00015473 | 26.7058 | 0 | 0
0.372 | 0.031 | 0.031 | 1.2396 | 0.0040824 | 0.2066 | 0.0040824 | 0.2066 | 0.01976 | 0.01 | 1.4859 | 0.01 | 1.0846 | 0.0044279 | 0.00015473 | 28.6164 | 0 | 0
0.384 | 0.032 | 0.032 | 1.2601 | 0.0042774 | 0.21002 | 0.0042774 | 0.21002 | 0.020367 | 0.01 | 1.4859 | 0.01 | 1.1067 | 0.004734 | 0.00015473 | 30.5945 | 0 | 0
0.396 | 0.033 | 0.033 | 1.2803 | 0.0044752 | 0.21339 | 0.0044752 | 0.21339 | 0.020972 | 0.01 | 1.4859 | 0.01 | 1.1286 | 0.0050505 | 0.00015473 | 32.6401 | 0 | 0
0.408 | 0.034 | 0.034 | 1.3003 | 0.0046756 | 0.21671 | 0.0046756 | 0.21671 | 0.021575 | 0.01 | 1.4859 | 0.01 | 1.1501 | 0.0053775 | 0.00015473 | 34.753 | 0 | 0
0.42 | 0.035 | 0.035 | 1.32 | 0.0048787 | 0.22 | 0.0048787 | 0.22 | 0.022176 | 0.01 | 1.4859 | 0.01 | 1.1714 | 0.0057148 | 0.00015473 | 36.9332 | 0 | 0
0.432 | 0.036 | 0.036 | 1.3394 | 0.0050843 | 0.22324 | 0.0050843 | 0.22324 | 0.022775 | 0.01 | 1.4859 | 0.01 | 1.1924 | 0.0060625 | 0.00015473 | 39.1805 | 0 | 0
0.444 | 0.037 | 0.037 | 1.3586 | 0.0052925 | 0.22644 | 0.0052925 | 0.22644 | 0.023373 | 0.01 | 1.4859 | 0.01 | 1.2132 | 0.0064207 | 0.00015473 | 41.495 | 0 | 0
0.456 | 0.038 | 0.038 | 1.3776 | 0.0055032 | 0.2296 | 0.0055032 | 0.2296 | 0.023968 | 0.01 | 1.4859 | 0.01 | 1.2337 | 0.0067892 | 0.00015473 | 43.8765 | 0 | 0
0.468 | 0.039 | 0.039 | 1.3964 | 0.0057162 | 0.23273 | 0.0057162 | 0.23273 | 0.024561 | 0.01 | 1.4859 | 0.01 | 1.254 | 0.007168 | 0.00015473 | 46.3249 | 0 | 0
0.48 | 0.04 | 0.04 | 1.415 | 0.0059317 | 0.23583 | 0.0059317 | 0.23583 | 0.025153 | 0.01 | 1.4859 | 0.01 | 1.274 | 0.0075572 | 0.00015473 | 48.84 | 0 | 0
0.492 | 0.041 | 0.041 | 1.4333 | 0.0061495 | 0.23889 | 0.0061495 | 0.23889 | 0.025742 | 0.01 | 1.4859 | 0.01 | 1.2939 | 0.0079567 | 0.00015473 | 51.4217 | 0 | 0
0.504 | 0.042 | 0.042 | 1.4515 | 0.0063696 | 0.24192 | 0.0063696 | 0.24192 | 0.02633 | 0.01 | 1.4859 | 0.01 | 1.3135 | 0.0083664 | 0.00015473 | 54.0699 | 0 | 0
0.516 | 0.043 | 0.043 | 1.4695 | 0.006592 | 0.24492 | 0.006592 | 0.24492 | 0.026915 | 0.01 | 1.4859 | 0.01 | 1.3329 | 0.0087865 | 0.00015473 | 56.7844 | 0 | 0
0.528 | 0.044 | 0.044 | 1.4873 | 0.0068165 | 0.24788 | 0.0068165 | 0.24788 | 0.027499 | 0.01 | 1.4859 | 0.01 | 1.3521 | 0.0092167 | 0.00015473 | 59.565 | 0 | 0
0.54 | 0.045 | 0.045 | 1.5049 | 0.0070433 | 0.25082 | 0.0070433 | 0.25082 | 0.02808 | 0.01 | 1.4859 | 0.01 | 1.3711 | 0.0096572 | 0.00015473 | 62.4116 | 0 | 0
0.552 | 0.046 | 0.046 | 1.5224 | 0.0072722 | 0.25374 | 0.0072722 | 0.25374 | 0.02866 | 0.01 | 1.4859 | 0.01 | 1.3899 | 0.010108 | 0.00015473 | 65.324 | 0 | 0
0.564 | 0.047 | 0.047 | 1.5397 | 0.0075031 | 0.25662 | 0.0075031 | 0.25662 | 0.029238 | 0.01 | 1.4859 | 0.01 | 1.4086 | 0.010569 | 0.00015473 | 68.3019 | 0 | 0
0.576 | 0.048 | 0.048 | 1.5569 | 0.0077362 | 0.25948 | 0.0077362 | 0.25948 | 0.029814 | 0.01 | 1.4859 | 0.01 | 1.427 | 0.01104 | 0.00015473 | 71.3453 | 0 | 0
0.588 | 0.049 | 0.049 | 1.5739 | 0.0079712 | 0.26232 | 0.0079712 | 0.26232 | 0.030387 | 0.01 | 1.4859 | 0.01 | 1.4453 | 0.011521 | 0.00015473 | 74.4538 | 0 | 0
0.6 | 0.05 | 0.05 | 1.5908 | 0.0082083 | 0.26513 | 0.0082083 | 0.26513 | 0.030959 | 0.01 | 1.4859 | 0.01 | 1.4633 | 0.012012 | 0.00015473 | 77.6274 | 0 | 0
0.612 | 0.051 | 0.051 | 1.6075 | 0.0084473 | 0.26792 | 0.0084473 | 0.26792 | 0.031529 | 0.01 | 1.4859 | 0.01 | 1.4813 | 0.012513 | 0.00015473 | 80.8656 | 0 | 0
0.624 | 0.052 | 0.052 | 1.6241 | 0.0086883 | 0.27069 | 0.0086883 | 0.27069 | 0.032097 | 0.01 | 1.4859 | 0.01 | 1.499 | 0.013024 | 0.00015473 | 84.1684 | 0 | 0
0.636 | 0.053 | 0.053 | 1.6406 | 0.0089311 | 0.27343 | 0.0089311 | 0.27343 | 0.032663 | 0.01 | 1.4859 | 0.01 | 1.5166 | 0.013545 | 0.00015473 | 87.5355 | 0 | 0
0.648 | 0.054 | 0.054 | 1.657 | 0.0091758 | 0.27616 | 0.0091758 | 0.27616 | 0.033227 | 0.01 | 1.4859 | 0.01 | 1.534 | 0.014076 | 0.00015473 | 90.9667 | 0 | 0
0.66 | 0.055 | 0.055 | 1.6732 | 0.0094224 | 0.27886 | 0.0094224 | 0.27886 | 0.033789 | 0.01 | 1.4859 | 0.01 | 1.5512 | 0.014616 | 0.00015473 | 94.4616 | 0 | 0
0.672 | 0.056 | 0.056 | 1.6893 | 0.0096707 | 0.28155 | 0.0096707 | 0.28155 | 0.034349 | 0.01 | 1.4859 | 0.01 | 1.5683 | 0.015167 | 0.00015473 | 98.0201 | 0 | 0
0.684 | 0.057 | 0.057 | 1.7053 | 0.0099209 | 0.28421 | 0.0099209 | 0.28421 | 0.034907 | 0.01 | 1.4859 | 0.01 | 1.5853 | 0.015727 | 0.00015473 | 101.6419 | 0 | 0
0.696 | 0.058 | 0.058 | 1.7212 | 0.010173 | 0.28686 | 0.010173 | 0.28686 | 0.035462 | 0.01 | 1.4859 | 0.01 | 1.6021 | 0.016298 | 0.00015473 | 105.3267 | 0 | 0
0.708 | 0.059 | 0.059 | 1.7369 | 0.010426 | 0.28949 | 0.010426 | 0.28949 | 0.036016 | 0.01 | 1.4859 | 0.01 | 1.6187 | 0.016877 | 0.00015473 | 109.0743 | 0 | 0
0.72 | 0.06 | 0.06 | 1.7526 | 0.010682 | 0.2921 | 0.010682 | 0.2921 | 0.036568 | 0.01 | 1.4859 | 0.01 | 1.6352 | 0.017467 | 0.00015473 | 112.8843 | 0 | 0
0.732 | 0.061 | 0.061 | 1.7682 | 0.010939 | 0.29469 | 0.010939 | 0.29469 | 0.037118 | 0.01 | 1.4859 | 0.01 | 1.6516 | 0.018066 | 0.00015473 | 116.7566 | 0 | 0
0.744 | 0.062 | 0.062 | 1.7836 | 0.011197 | 0.29727 | 0.011197 | 0.29727 | 0.037666 | 0.01 | 1.4859 | 0.01 | 1.6678 | 0.018675 | 0.00015473 | 120.6908 | 0 | 0
0.756 | 0.063 | 0.063 | 1.799 | 0.011457 | 0.29983 | 0.011457 | 0.29983 | 0.038212 | 0.01 | 1.4859 | 0.01 | 1.6839 | 0.019293 | 0.00015473 | 124.6866 | 0 | 0
0.768 | 0.064 | 0.064 | 1.8143 | 0.011719 | 0.30238 | 0.011719 | 0.30238 | 0.038756 | 0.01 | 1.4859 | 0.01 | 1.6999 | 0.019921 | 0.00015473 | 128.7438 | 0 | 0
0.78 | 0.065 | 0.065 | 1.8295 | 0.011983 | 0.30491 | 0.011983 | 0.30491 | 0.039298 | 0.01 | 1.4859 | 0.01 | 1.7157 | 0.020558 | 0.00015473 | 132.862 | 0 | 0
0.792 | 0.066 | 0.066 | 1.8446 | 0.012247 | 0.30743 | 0.012247 | 0.30743 | 0.039838 | 0.01 | 1.4859 | 0.01 | 1.7314 | 0.021205 | 0.00015473 | 137.0409 | 0 | 0
0.804 | 0.067 | 0.067 | 1.8596 | 0.012514 | 0.30993 | 0.012514 | 0.30993 | 0.040376 | 0.01 | 1.4859 | 0.01 | 1.7469 | 0.021861 | 0.00015473 | 141.2802 | 0 | 0
0.816 | 0.068 | 0.068 | 1.8745 | 0.012782 | 0.31242 | 0.012782 | 0.31242 | 0.040912 | 0.01 | 1.4859 | 0.01 | 1.7624 | 0.022526 | 0.00015473 | 145.5796 | 0 | 0
0.828 | 0.069 | 0.069 | 1.8894 | 0.013051 | 0.31489 | 0.013051 | 0.31489 | 0.041446 | 0.01 | 1.4859 | 0.01 | 1.7777 | 0.023201 | 0.00015473 | 149.9388 | 0 | 0
0.84 | 0.07 | 0.07 | 1.9041 | 0.013322 | 0.31736 | 0.013322 | 0.31736 | 0.041978 | 0.01 | 1.4859 | 0.01 | 1.7929 | 0.023884 | 0.00015473 | 154.3575 | 0 | 0
0.852 | 0.071 | 0.071 | 1.9188 | 0.013594 | 0.3198 | 0.013594 | 0.3198 | 0.042508 | 0.01 | 1.4859 | 0.01 | 1.8079 | 0.024577 | 0.00015473 | 158.8353 | 0 | 0
0.864 | 0.072 | 0.072 | 1.9334 | 0.013868 | 0.32224 | 0.013868 | 0.32224 | 0.043036 | 0.01 | 1.4859 | 0.01 | 1.8229 | 0.025279 | 0.00015473 | 163.3719 | 0 | 0
0.876 | 0.073 | 0.073 | 1.948 | 0.014143 | 0.32466 | 0.014143 | 0.32466 | 0.043561 | 0.01 | 1.4859 | 0.01 | 1.8377 | 0.02599 | 0.00015473 | 167.9669 | 0 | 0
0.888 | 0.074 | 0.074 | 1.9625 | 0.014419 | 0.32708 | 0.014419 | 0.32708 | 0.044085 | 0.01 | 1.4859 | 0.01 | 1.8524 | 0.02671 | 0.00015473 | 172.6201 | 0 | 0
0.9 | 0.075 | 0.075 | 1.9769 | 0.014697 | 0.32948 | 0.014697 | 0.32948 | 0.044607 | 0.01 | 1.4859 | 0.01 | 1.867 | 0.027439 | 0.00015473 | 177.3311 | 0 | 0
0.912 | 0.076 | 0.076 | 1.9912 | 0.014976 | 0.33187 | 0.014976 | 0.33187 | 0.045127 | 0.01 | 1.4859 | 0.01 | 1.8815 | 0.028177 | 0.00015473 | 182.0995 | 0 | 0
0.924 | 0.077 | 0.077 | 2.0055 | 0.015256 | 0.33424 | 0.015256 | 0.33424 | 0.045644 | 0.01 | 1.4859 | 0.01 | 1.8958 | 0.028924 | 0.00015473 | 186.9249 | 0 | 0
0.936 | 0.078 | 0.078 | 2.0197 | 0.015538 | 0.33661 | 0.015538 | 0.33661 | 0.04616 | 0.01 | 1.4859 | 0.01 | 1.9101 | 0.029679 | 0.00015473 | 191.8071 | 0 | 0
0.948 | 0.079 | 0.079 | 2.0338 | 0.015821 | 0.33897 | 0.015821 | 0.33897 | 0.046674 | 0.01 | 1.4859 | 0.01 | 1.9242 | 0.030443 | 0.00015473 | 196.7456 | 0 | 0
0.96 | 0.08 | 0.08 | 2.0479 | 0.016105 | 0.34132 | 0.016105 | 0.34132 | 0.047185 | 0.01 | 1.4859 | 0.01 | 1.9383 | 0.031216 | 0.00015473 | 201.7402 | 0 | 0
0.972 | 0.081 | 0.081 | 2.0619 | 0.01639 | 0.34365 | 0.01639 | 0.34365 | 0.047695 | 0.01 | 1.4859 | 0.01 | 1.9522 | 0.031997 | 0.00015473 | 206.7903 | 0 | 0
0.984 | 0.082 | 0.082 | 2.0759 | 0.016677 | 0.34598 | 0.016677 | 0.34598 | 0.048202 | 0.01 | 1.4859 | 0.01 | 1.966 | 0.032787 | 0.00015473 | 211.8957 | 0 | 0
0.996 | 0.083 | 0.083 | 2.0898 | 0.016965 | 0.3483 | 0.016965 | 0.3483 | 0.048707 | 0.01 | 1.4859 | 0.01 | 1.9798 | 0.033586 | 0.00015473 | 217.056 | 0 | 0
1.008 | 0.084 | 0.084 | 2.1036 | 0.017253 | 0.3506 | 0.017253 | 0.3506 | 0.049211 | 0.01 | 1.4859 | 0.01 | 1.9934 | 0.034393 | 0.00015473 | 222.2708 | 0 | 0
1.02 | 0.085 | 0.085 | 2.1174 | 0.017543 | 0.3529 | 0.017543 | 0.3529 | 0.049712 | 0.01 | 1.4859 | 0.01 | 2.0069 | 0.035208 | 0.00015473 | 227.5398 | 0 | 0
1.032 | 0.086 | 0.086 | 2.1312 | 0.017835 | 0.35519 | 0.017835 | 0.35519 | 0.050211 | 0.01 | 1.4859 | 0.01 | 2.0203 | 0.036032 | 0.00015473 | 232.8624 | 0 | 0
1.044 | 0.087 | 0.087 | 2.1448 | 0.018127 | 0.35747 | 0.018127 | 0.35747 | 0.050708 | 0.01 | 1.4859 | 0.01 | 2.0336 | 0.036863 | 0.00015473 | 238.2385 | 0 | 0
1.056 | 0.088 | 0.088 | 2.1585 | 0.01842 | 0.35975 | 0.01842 | 0.35975 | 0.051203 | 0.01 | 1.4859 | 0.01 | 2.0469 | 0.037704 | 0.00015473 | 243.6674 | 0 | 0
1.068 | 0.089 | 0.089 | 2.1721 | 0.018715 | 0.36201 | 0.018715 | 0.36201 | 0.051696 | 0.01 | 1.4859 | 0.01 | 2.06 | 0.038552 | 0.00015473 | 249.149 | 0 | 0
1.08 | 0.09 | 0.09 | 2.1856 | 0.01901 | 0.36427 | 0.01901 | 0.36427 | 0.052187 | 0.01 | 1.4859 | 0.01 | 2.073 | 0.039408 | 0.00015473 | 254.6827 | 0 | 0
1.092 | 0.091 | 0.091 | 2.1991 | 0.019306 | 0.36652 | 0.019306 | 0.36652 | 0.052676 | 0.01 | 1.4859 | 0.01 | 2.0859 | 0.040272 | 0.00015473 | 260.2681 | 0 | 0
1.104 | 0.092 | 0.092 | 2.2125 | 0.019604 | 0.36876 | 0.019604 | 0.36876 | 0.053162 | 0.01 | 1.4859 | 0.01 | 2.0988 | 0.041144 | 0.00015473 | 265.905 | 0 | 0
1.116 | 0.093 | 0.093 | 2.2259 | 0.019902 | 0.37099 | 0.019902 | 0.37099 | 0.053647 | 0.01 | 1.4859 | 0.01 | 2.1115 | 0.042025 | 0.00015473 | 271.5927 | 0 | 0
1.128 | 0.094 | 0.094 | 2.2393 | 0.020202 | 0.37322 | 0.020202 | 0.37322 | 0.054129 | 0.01 | 1.4859 | 0.01 | 2.1242 | 0.042912 | 0.00015473 | 277.331 | 0 | 0
1.14 | 0.095 | 0.095 | 2.2526 | 0.020502 | 0.37543 | 0.020502 | 0.37543 | 0.05461 | 0.01 | 1.4859 | 0.01 | 2.1367 | 0.043808 | 0.00015473 | 283.1195 | 0 | 0
1.152 | 0.096 | 0.096 | 2.2659 | 0.020804 | 0.37765 | 0.020804 | 0.37765 | 0.055088 | 0.01 | 1.4859 | 0.01 | 2.1492 | 0.044711 | 0.00015473 | 288.9576 | 0 | 0
1.164 | 0.097 | 0.097 | 2.2791 | 0.021106 | 0.37985 | 0.021106 | 0.37985 | 0.055564 | 0.01 | 1.4859 | 0.01 | 2.1616 | 0.045622 | 0.00015473 | 294.8451 | 0 | 0
1.176 | 0.098 | 0.098 | 2.2923 | 0.021409 | 0.38205 | 0.021409 | 0.38205 | 0.056038 | 0.01 | 1.4859 | 0.01 | 2.1739 | 0.046541 | 0.00015473 | 300.7814 | 0 | 0
1.188 | 0.099 | 0.099 | 2.3054 | 0.021714 | 0.38424 | 0.021714 | 0.38424 | 0.05651 | 0.01 | 1.4859 | 0.01 | 2.186 | 0.047467 | 0.00015473 | 306.7661 | 0 | 0
1.2 | 0.1 | 0.1 | 2.3186 | 0.022019 | 0.38643 | 0.022019 | 0.38643 | 0.05698 | 0.01 | 1.4859 | 0.01 | 2.1982 | 0.048401 | 0.00015473 | 312.7989 | 0 | 0
1.212 | 0.101 | 0.101 | 2.3316 | 0.022325 | 0.38861 | 0.022325 | 0.38861 | 0.057448 | 0.01 | 1.4859 | 0.01 | 2.2102 | 0.049341 | 0.00015473 | 318.8793 | 0 | 0
1.224 | 0.102 | 0.102 | 2.3447 | 0.022631 | 0.39078 | 0.022631 | 0.39078 | 0.057914 | 0.01 | 1.4859 | 0.01 | 2.2221 | 0.050289 | 0.00015473 | 325.0067 | 0 | 0
1.236 | 0.103 | 0.103 | 2.3577 | 0.022939 | 0.39295 | 0.022939 | 0.39295 | 0.058377 | 0.01 | 1.4859 | 0.01 | 2.234 | 0.051245 | 0.00015473 | 331.1809 | 0 | 0
1.248 | 0.104 | 0.104 | 2.3706 | 0.023248 | 0.39511 | 0.023248 | 0.39511 | 0.058839 | 0.01 | 1.4859 | 0.01 | 2.2457 | 0.052207 | 0.00015473 | 337.4014 | 0 | 0
1.26 | 0.105 | 0.105 | 2.3836 | 0.023557 | 0.39726 | 0.023557 | 0.39726 | 0.059298 | 0.01 | 1.4859 | 0.01 | 2.2574 | 0.053177 | 0.00015473 | 343.6677 | 0 | 0
1.272 | 0.106 | 0.106 | 2.3965 | 0.023867 | 0.39941 | 0.023867 | 0.39941 | 0.059755 | 0.01 | 1.4859 | 0.01 | 2.269 | 0.054154 | 0.00015473 | 349.9794 | 0 | 0
1.284 | 0.107 | 0.107 | 2.4093 | 0.024178 | 0.40156 | 0.024178 | 0.40156 | 0.06021 | 0.01 | 1.4859 | 0.01 | 2.2805 | 0.055137 | 0.00015473 | 356.336 | 0 | 0
1.296 | 0.108 | 0.108 | 2.4222 | 0.024489 | 0.4037 | 0.024489 | 0.4037 | 0.060663 | 0.01 | 1.4859 | 0.01 | 2.2919 | 0.056128 | 0.00015473 | 362.7371 | 0 | 0
1.308 | 0.109 | 0.109 | 2.435 | 0.024802 | 0.40583 | 0.024802 | 0.40583 | 0.061114 | 0.01 | 1.4859 | 0.01 | 2.3033 | 0.057125 | 0.00015473 | 369.1822 | 0 | 0
1.32 | 0.11 | 0.11 | 2.4478 | 0.025115 | 0.40796 | 0.025115 | 0.40796 | 0.061562 | 0.01 | 1.4859 | 0.01 | 2.3145 | 0.058129 | 0.00015473 | 375.6709 | 0 | 0
1.332 | 0.111 | 0.111 | 2.4605 | 0.025429 | 0.41008 | 0.025429 | 0.41008 | 0.062008 | 0.01 | 1.4859 | 0.01 | 2.3257 | 0.05914 | 0.00015473 | 382.2027 | 0 | 0
1.344 | 0.112 | 0.112 | 2.4732 | 0.025743 | 0.4122 | 0.025743 | 0.4122 | 0.062453 | 0.01 | 1.4859 | 0.01 | 2.3368 | 0.060157 | 0.00015473 | 388.7772 | 0 | 0
1.356 | 0.113 | 0.113 | 2.4859 | 0.026058 | 0.41432 | 0.026058 | 0.41432 | 0.062895 | 0.01 | 1.4859 | 0.01 | 2.3478 | 0.061181 | 0.00015473 | 395.3938 | 0 | 0
1.368 | 0.114 | 0.114 | 2.4986 | 0.026374 | 0.41643 | 0.026374 | 0.41643 | 0.063335 | 0.01 | 1.4859 | 0.01 | 2.3588 | 0.062211 | 0.00015473 | 402.0522 | 0 | 0
1.38 | 0.115 | 0.115 | 2.5112 | 0.026691 | 0.41853 | 0.026691 | 0.41853 | 0.063772 | 0.01 | 1.4859 | 0.01 | 2.3696 | 0.063248 | 0.00015473 | 408.7518 | 0 | 0
1.392 | 0.116 | 0.116 | 2.5238 | 0.027008 | 0.42064 | 0.027008 | 0.42064 | 0.064208 | 0.01 | 1.4859 | 0.01 | 2.3804 | 0.064291 | 0.00015473 | 415.4921 | 0 | 0
1.404 | 0.117 | 0.117 | 2.5364 | 0.027326 | 0.42273 | 0.027326 | 0.42273 | 0.064641 | 0.01 | 1.4859 | 0.01 | 2.3911 | 0.06534 | 0.00015473 | 422.2728 | 0 | 0
1.416 | 0.118 | 0.118 | 2.549 | 0.027645 | 0.42483 | 0.027645 | 0.42483 | 0.065073 | 0.01 | 1.4859 | 0.01 | 2.4017 | 0.066395 | 0.00015473 | 429.0933 | 0 | 0
1.428 | 0.119 | 0.119 | 2.5615 | 0.027964 | 0.42692 | 0.027964 | 0.42692 | 0.065502 | 0.01 | 1.4859 | 0.01 | 2.4123 | 0.067457 | 0.00015473 | 435.9532 | 0 | 0
1.44 | 0.12 | 0.12 | 2.574 | 0.028283 | 0.429 | 0.028283 | 0.429 | 0.065929 | 0.01 | 1.4859 | 0.01 | 2.4228 | 0.068524 | 0.00015473 | 442.8519 | 0 | 0
1.452 | 0.121 | 0.121 | 2.5865 | 0.028604 | 0.43108 | 0.028604 | 0.43108 | 0.066353 | 0.01 | 1.4859 | 0.01 | 2.4332 | 0.069597 | 0.00015473 | 449.789 | 0 | 0
1.464 | 0.122 | 0.122 | 2.599 | 0.028925 | 0.43316 | 0.028925 | 0.43316 | 0.066776 | 0.01 | 1.4859 | 0.01 | 2.4435 | 0.070677 | 0.00015473 | 456.7639 | 0 | 0
1.476 | 0.123 | 0.123 | 2.6114 | 0.029246 | 0.43523 | 0.029246 | 0.43523 | 0.067196 | 0.01 | 1.4859 | 0.01 | 2.4537 | 0.071762 | 0.00015473 | 463.7763 | 0 | 0
1.488 | 0.124 | 0.124 | 2.6238 | 0.029568 | 0.4373 | 0.029568 | 0.4373 | 0.067614 | 0.01 | 1.4859 | 0.01 | 2.4639 | 0.072853 | 0.00015473 | 470.8256 | 0 | 0
1.5 | 0.125 | 0.125 | 2.6362 | 0.02989 | 0.43937 | 0.02989 | 0.43937 | 0.06803 | 0.01 | 1.4859 | 0.01 | 2.474 | 0.073949 | 0.00015473 | 477.9112 | 0 | 0
1.512 | 0.126 | 0.126 | 2.6486 | 0.030213 | 0.44144 | 0.030213 | 0.44144 | 0.068443 | 0.01 | 1.4859 | 0.01 | 2.484 | 0.075051 | 0.00015473 | 485.0328 | 0 | 0
1.524 | 0.127 | 0.127 | 2.661 | 0.030537 | 0.4435 | 0.030537 | 0.4435 | 0.068855 | 0.01 | 1.4859 | 0.01 | 2.494 | 0.076158 | 0.00015473 | 492.1898 | 0 | 0
1.536 | 0.128 | 0.128 | 2.6733 | 0.030861 | 0.44555 | 0.030861 | 0.44555 | 0.069264 | 0.01 | 1.4859 | 0.01 | 2.5039 | 0.077271 | 0.00015473 | 499.3817 | 0 | 0
1.548 | 0.129 | 0.129 | 2.6857 | 0.031185 | 0.44761 | 0.031185 | 0.44761 | 0.069671 | 0.01 | 1.4859 | 0.01 | 2.5137 | 0.078389 | 0.00015473 | 506.6081 | 0 | 0
1.56 | 0.13 | 0.13 | 2.698 | 0.03151 | 0.44966 | 0.03151 | 0.44966 | 0.070076 | 0.01 | 1.4859 | 0.01 | 2.5234 | 0.079513 | 0.00015473 | 513.8683 | 0 | 0
1.572 | 0.131 | 0.131 | 2.7103 | 0.031836 | 0.45171 | 0.031836 | 0.45171 | 0.070478 | 0.01 | 1.4859 | 0.01 | 2.533 | 0.080641 | 0.00015473 | 521.1619 | 0 | 0
1.584 | 0.132 | 0.132 | 2.7225 | 0.032162 | 0.45376 | 0.032162 | 0.45376 | 0.070879 | 0.01 | 1.4859 | 0.01 | 2.5426 | 0.081775 | 0.00015473 | 528.4883 | 0 | 0
1.596 | 0.133 | 0.133 | 2.7348 | 0.032488 | 0.4558 | 0.032488 | 0.4558 | 0.071277 | 0.01 | 1.4859 | 0.01 | 2.5521 | 0.082914 | 0.00015473 | 535.8472 | 0 | 0
1.608 | 0.134 | 0.134 | 2.747 | 0.032814 | 0.45784 | 0.032814 | 0.45784 | 0.071672 | 0.01 | 1.4859 | 0.01 | 2.5616 | 0.084057 | 0.00015473 | 543.2378 | 0 | 0
1.62 | 0.135 | 0.135 | 2.7593 | 0.033142 | 0.45988 | 0.033142 | 0.45988 | 0.072066 | 0.01 | 1.4859 | 0.01 | 2.571 | 0.085206 | 0.00015473 | 550.6598 | 0 | 0
1.632 | 0.136 | 0.136 | 2.7715 | 0.033469 | 0.46191 | 0.033469 | 0.46191 | 0.072457 | 0.01 | 1.4859 | 0.01 | 2.5803 | 0.086359 | 0.00015473 | 558.1126 | 0 | 0
1.644 | 0.137 | 0.137 | 2.7837 | 0.033797 | 0.46395 | 0.033797 | 0.46395 | 0.072846 | 0.01 | 1.4859 | 0.01 | 2.5895 | 0.087517 | 0.00015473 | 565.5956 | 0 | 0
1.656 | 0.138 | 0.138 | 2.7959 | 0.034125 | 0.46598 | 0.034125 | 0.46598 | 0.073233 | 0.01 | 1.4859 | 0.01 | 2.5987 | 0.088679 | 0.00015473 | 573.1084 | 0 | 0
1.668 | 0.139 | 0.139 | 2.808 | 0.034454 | 0.46801 | 0.034454 | 0.46801 | 0.073617 | 0.01 | 1.4859 | 0.01 | 2.6077 | 0.089846 | 0.00015473 | 580.6504 | 0 | 0
1.68 | 0.14 | 0.14 | 2.8202 | 0.034782 | 0.47004 | 0.034782 | 0.47004 | 0.074 | 0.01 | 1.4859 | 0.01 | 2.6168 | 0.091018 | 0.00015473 | 588.2211 | 0 | 0
1.692 | 0.141 | 0.141 | 2.8324 | 0.035112 | 0.47206 | 0.035112 | 0.47206 | 0.07438 | 0.01 | 1.4859 | 0.01 | 2.6257 | 0.092193 | 0.00015473 | 595.82 | 0 | 0
1.704 | 0.142 | 0.142 | 2.8445 | 0.035441 | 0.47408 | 0.035441 | 0.47408 | 0.074757 | 0.01 | 1.4859 | 0.01 | 2.6346 | 0.093373 | 0.00015473 | 603.4464 | 0 | 0
1.716 | 0.143 | 0.143 | 2.8566 | 0.035771 | 0.4761 | 0.035771 | 0.4761 | 0.075132 | 0.01 | 1.4859 | 0.01 | 2.6434 | 0.094558 | 0.00015473 | 611.0999 | 0 | 0
1.728 | 0.144 | 0.144 | 2.8687 | 0.036101 | 0.47812 | 0.036101 | 0.47812 | 0.075506 | 0.01 | 1.4859 | 0.01 | 2.6522 | 0.095746 | 0.00015473 | 618.78 | 0 | 0
1.74 | 0.145 | 0.145 | 2.8809 | 0.036431 | 0.48014 | 0.036431 | 0.48014 | 0.075876 | 0.01 | 1.4859 | 0.01 | 2.6608 | 0.096938 | 0.00015473 | 626.486 | 0 | 0
1.752 | 0.146 | 0.146 | 2.893 | 0.036762 | 0.48216 | 0.036762 | 0.48216 | 0.076245 | 0.01 | 1.4859 | 0.01 | 2.6695 | 0.098135 | 0.00015473 | 634.2175 | 0 | 0
1.764 | 0.147 | 0.147 | 2.905 | 0.037093 | 0.48417 | 0.037093 | 0.48417 | 0.076611 | 0.01 | 1.4859 | 0.01 | 2.678 | 0.099335 | 0.00015473 | 641.9739 | 0 | 0
1.776 | 0.148 | 0.148 | 2.9171 | 0.037424 | 0.48619 | 0.037424 | 0.48619 | 0.076975 | 0.01 | 1.4859 | 0.01 | 2.6865 | 0.10054 | 0.00015473 | 649.7546 | 0 | 0
1.788 | 0.149 | 0.149 | 2.9292 | 0.037755 | 0.4882 | 0.037755 | 0.4882 | 0.077336 | 0.01 | 1.4859 | 0.01 | 2.6949 | 0.10175 | 0.00015473 | 657.559 | 0 | 0
1.8 | 0.15 | 0.15 | 2.9413 | 0.038087 | 0.49021 | 0.038087 | 0.49021 | 0.077695 | 0.01 | 1.4859 | 0.01 | 2.7032 | 0.10296 | 0.00015473 | 665.3867 | 0 | 0
1.812 | 0.151 | 0.151 | 2.9533 | 0.038419 | 0.49222 | 0.038419 | 0.49222 | 0.078052 | 0.01 | 1.4859 | 0.01 | 2.7115 | 0.10417 | 0.00015473 | 673.2371 | 0 | 0
1.824 | 0.152 | 0.152 | 2.9654 | 0.038751 | 0.49423 | 0.038751 | 0.49423 | 0.078407 | 0.01 | 1.4859 | 0.01 | 2.7197 | 0.10539 | 0.00015473 | 681.1095 | 0 | 0
1.836 | 0.153 | 0.153 | 2.9774 | 0.039083 | 0.49623 | 0.039083 | 0.49623 | 0.078759 | 0.01 | 1.4859 | 0.01 | 2.7279 | 0.10661 | 0.00015473 | 689.0035 | 0 | 0
1.848 | 0.154 | 0.154 | 2.9894 | 0.039415 | 0.49824 | 0.039415 | 0.49824 | 0.079108 | 0.01 | 1.4859 | 0.01 | 2.7359 | 0.10784 | 0.00015473 | 696.9185 | 0 | 0
1.86 | 0.155 | 0.155 | 3.0015 | 0.039748 | 0.50025 | 0.039748 | 0.50025 | 0.079456 | 0.01 | 1.4859 | 0.01 | 2.7439 | 0.10906 | 0.00015473 | 704.8539 | 0 | 0
1.872 | 0.156 | 0.156 | 3.0135 | 0.04008 | 0.50225 | 0.04008 | 0.50225 | 0.079801 | 0.01 | 1.4859 | 0.01 | 2.7519 | 0.1103 | 0.00015473 | 712.8091 | 0 | 0
1.884 | 0.157 | 0.157 | 3.0255 | 0.040413 | 0.50425 | 0.040413 | 0.50425 | 0.080144 | 0.01 | 1.4859 | 0.01 | 2.7598 | 0.11153 | 0.00015473 | 720.7835 | 0 | 0
1.896 | 0.158 | 0.158 | 3.0375 | 0.040746 | 0.50626 | 0.040746 | 0.50626 | 0.080484 | 0.01 | 1.4859 | 0.01 | 2.7676 | 0.11277 | 0.00015473 | 728.7766 | 0 | 0
1.908 | 0.159 | 0.159 | 3.0496 | 0.041079 | 0.50826 | 0.041079 | 0.50826 | 0.080822 | 0.01 | 1.4859 | 0.01 | 2.7753 | 0.11401 | 0.00015473 | 736.7878 | 0 | 0
1.92 | 0.16 | 0.16 | 3.0616 | 0.041412 | 0.51026 | 0.041412 | 0.51026 | 0.081158 | 0.01 | 1.4859 | 0.01 | 2.783 | 0.11525 | 0.00015473 | 744.8166 | 0 | 0
1.932 | 0.161 | 0.161 | 3.0736 | 0.041745 | 0.51226 | 0.041745 | 0.51226 | 0.081491 | 0.01 | 1.4859 | 0.01 | 2.7906 | 0.11649 | 0.00015473 | 752.8622 | 0 | 0
1.944 | 0.162 | 0.162 | 3.0856 | 0.042078 | 0.51426 | 0.042078 | 0.51426 | 0.081822 | 0.01 | 1.4859 | 0.01 | 2.7982 | 0.11774 | 0.00015473 | 760.9242 | 0 | 0
1.956 | 0.163 | 0.163 | 3.0976 | 0.042411 | 0.51626 | 0.042411 | 0.51626 | 0.08215 | 0.01 | 1.4859 | 0.01 | 2.8056 | 0.11899 | 0.00015473 | 769.002 | 0 | 0
1.968 | 0.164 | 0.164 | 3.1096 | 0.042744 | 0.51827 | 0.042744 | 0.51827 | 0.082476 | 0.01 | 1.4859 | 0.01 | 2.8131 | 0.12024 | 0.00015473 | 777.0949 | 0 | 0
1.98 | 0.165 | 0.165 | 3.1216 | 0.043078 | 0.52027 | 0.043078 | 0.52027 | 0.082799 | 0.01 | 1.4859 | 0.01 | 2.8204 | 0.1215 | 0.00015473 | 785.2023 | 0 | 0
1.992 | 0.166 | 0.166 | 3.1336 | 0.043411 | 0.52227 | 0.043411 | 0.52227 | 0.083121 | 0.01 | 1.4859 | 0.01 | 2.8277 | 0.12275 | 0.00015473 | 793.3237 | 0 | 0
2.004 | 0.167 | 0.16633 | 3.1376 | 0.043522 | 0.52293 | 0.043744 | 0.52426 | 0.083439 | 0.01 | 1.4859 | 0.01 | 2.8349 | 0.12401 | 0.00015473 | 801.4572 | 0 | 0
2.016 | 0.168 | 0.16533 | 3.1256 | 0.043189 | 0.52093 | 0.044078 | 0.52626 | 0.083756 | 0.01 | 1.4859 | 0.01 | 2.8421 | 0.12527 | 0.00015473 | 809.6047 | 0 | 0
2.028 | 0.169 | 0.16433 | 3.1136 | 0.042855 | 0.51893 | 0.044411 | 0.52826 | 0.084069 | 0.01 | 1.4859 | 0.01 | 2.8492 | 0.12654 | 0.00015473 | 817.7644 | 0 | 0
2.04 | 0.17 | 0.16333 | 3.1016 | 0.042522 | 0.51693 | 0.044744 | 0.53027 | 0.084381 | 0.01 | 1.4859 | 0.01 | 2.8562 | 0.1278 | 0.00015473 | 825.9356 | 0 | 0
2.052 | 0.171 | 0.16233 | 3.0896 | 0.042189 | 0.51493 | 0.045077 | 0.53227 | 0.08469 | 0.01 | 1.4859 | 0.01 | 2.8632 | 0.12907 | 0.00015473 | 834.1178 | 0 | 0
2.064 | 0.172 | 0.16133 | 3.0776 | 0.041856 | 0.51293 | 0.045411 | 0.53427 | 0.084996 | 0.01 | 1.4859 | 0.01 | 2.8701 | 0.13033 | 0.00015473 | 842.3102 | 0 | 0
2.076 | 0.173 | 0.16033 | 3.0656 | 0.041523 | 0.51093 | 0.045744 | 0.53627 | 0.0853 | 0.01 | 1.4859 | 0.01 | 2.877 | 0.1316 | 0.00015473 | 850.5124 | 0 | 0
2.088 | 0.174 | 0.15933 | 3.0536 | 0.04119 | 0.50893 | 0.046077 | 0.53827 | 0.085602 | 0.01 | 1.4859 | 0.01 | 2.8837 | 0.13287 | 0.00015473 | 858.7236 | 0 | 0
2.1 | 0.175 | 0.15833 | 3.0416 | 0.040857 | 0.50693 | 0.04641 | 0.54027 | 0.085901 | 0.01 | 1.4859 | 0.01 | 2.8905 | 0.13415 | 0.00015473 | 866.9433 | 0 | 0
2.112 | 0.176 | 0.15733 | 3.0295 | 0.040524 | 0.50492 | 0.046743 | 0.54227 | 0.086197 | 0.01 | 1.4859 | 0.01 | 2.8971 | 0.13542 | 0.00015473 | 875.1708 | 0 | 0
2.124 | 0.177 | 0.15633 | 3.0175 | 0.040191 | 0.50292 | 0.047075 | 0.54428 | 0.086491 | 0.01 | 1.4859 | 0.01 | 2.9037 | 0.13669 | 0.00015473 | 883.4055 | 0 | 0
2.136 | 0.178 | 0.15533 | 3.0055 | 0.039858 | 0.50091 | 0.047408 | 0.54628 | 0.086783 | 0.01 | 1.4859 | 0.01 | 2.9102 | 0.13797 | 0.00015473 | 891.6468 | 0 | 0
2.148 | 0.179 | 0.15433 | 2.9935 | 0.039526 | 0.49891 | 0.047741 | 0.54829 | 0.087072 | 0.01 | 1.4859 | 0.01 | 2.9167 | 0.13924 | 0.00015473 | 899.8939 | 0 | 0
2.16 | 0.18 | 0.15333 | 2.9814 | 0.039194 | 0.4969 | 0.048073 | 0.55029 | 0.087359 | 0.01 | 1.4859 | 0.01 | 2.9231 | 0.14052 | 0.00015473 | 908.1464 | 0 | 0
2.172 | 0.181 | 0.15233 | 2.9694 | 0.038861 | 0.4949 | 0.048405 | 0.5523 | 0.087643 | 0.01 | 1.4859 | 0.01 | 2.9294 | 0.1418 | 0.00015473 | 916.4035 | 0 | 0
2.184 | 0.182 | 0.15133 | 2.9573 | 0.038529 | 0.49289 | 0.048737 | 0.55431 | 0.087924 | 0.01 | 1.4859 | 0.01 | 2.9357 | 0.14308 | 0.00015473 | 924.6647 | 0 | 0
2.196 | 0.183 | 0.15033 | 2.9453 | 0.038198 | 0.49088 | 0.049069 | 0.55632 | 0.088203 | 0.01 | 1.4859 | 0.01 | 2.9419 | 0.14436 | 0.00015473 | 932.9291 | 0 | 0
2.208 | 0.184 | 0.14933 | 2.9332 | 0.037866 | 0.48887 | 0.049401 | 0.55833 | 0.088479 | 0.01 | 1.4859 | 0.01 | 2.948 | 0.14563 | 0.00015473 | 941.1963 | 0 | 0
2.22 | 0.185 | 0.14833 | 2.9211 | 0.037534 | 0.48686 | 0.049732 | 0.56034 | 0.088753 | 0.01 | 1.4859 | 0.01 | 2.9541 | 0.14691 | 0.00015473 | 949.4655 | 0 | 0
2.232 | 0.186 | 0.14733 | 2.9091 | 0.037203 | 0.48484 | 0.050063 | 0.56235 | 0.089025 | 0.01 | 1.4859 | 0.01 | 2.9601 | 0.14819 | 0.00015473 | 957.7362 | 0 | 0
2.244 | 0.187 | 0.14633 | 2.897 | 0.036872 | 0.48283 | 0.050394 | 0.56437 | 0.089293 | 0.01 | 1.4859 | 0.01 | 2.9661 | 0.14947 | 0.00015473 | 966.0075 | 0 | 0
2.256 | 0.188 | 0.14533 | 2.8849 | 0.036542 | 0.48081 | 0.050725 | 0.56638 | 0.089559 | 0.01 | 1.4859 | 0.01 | 2.972 | 0.15075 | 0.00015473 | 974.2789 | 0 | 0
2.268 | 0.189 | 0.14433 | 2.8728 | 0.036211 | 0.4788 | 0.051055 | 0.5684 | 0.089823 | 0.01 | 1.4859 | 0.01 | 2.9778 | 0.15203 | 0.00015473 | 982.5497 | 0 | 0
2.28 | 0.19 | 0.14333 | 2.8607 | 0.035881 | 0.47678 | 0.051385 | 0.57042 | 0.090084 | 0.01 | 1.4859 | 0.01 | 2.9836 | 0.15331 | 0.00015473 | 990.8193 | 0 | 0
2.292 | 0.191 | 0.14233 | 2.8485 | 0.035551 | 0.47476 | 0.051715 | 0.57244 | 0.090342 | 0.01 | 1.4859 | 0.01 | 2.9893 | 0.15459 | 0.00015473 | 999.0869 | 0 | 0
2.304 | 0.192 | 0.14133 | 2.8364 | 0.035221 | 0.47273 | 0.052045 | 0.57446 | 0.090598 | 0.01 | 1.4859 | 0.01 | 2.9949 | 0.15587 | 0.00015473 | 1007.3519 | 0 | 0
2.316 | 0.193 | 0.14033 | 2.8243 | 0.034892 | 0.47071 | 0.052374 | 0.57649 | 0.090851 | 0.01 | 1.4859 | 0.01 | 3.0005 | 0.15715 | 0.00015473 | 1015.6135 | 0 | 0
2.328 | 0.194 | 0.13933 | 2.8121 | 0.034563 | 0.46868 | 0.052703 | 0.57851 | 0.091101 | 0.01 | 1.4859 | 0.01 | 3.006 | 0.15843 | 0.00015473 | 1023.8712 | 0 | 0
2.34 | 0.195 | 0.13833 | 2.7999 | 0.034234 | 0.46666 | 0.053032 | 0.58054 | 0.091349 | 0.01 | 1.4859 | 0.01 | 3.0115 | 0.1597 | 0.00015473 | 1032.1242 | 0 | 0
2.352 | 0.196 | 0.13733 | 2.7877 | 0.033906 | 0.46462 | 0.05336 | 0.58257 | 0.091594 | 0.01 | 1.4859 | 0.01 | 3.0169 | 0.16098 | 0.00015473 | 1040.3719 | 0 | 0
2.364 | 0.197 | 0.13633 | 2.7756 | 0.033578 | 0.46259 | 0.053688 | 0.5846 | 0.091837 | 0.01 | 1.4859 | 0.01 | 3.0222 | 0.16226 | 0.00015473 | 1048.6135 | 0 | 0
2.376 | 0.198 | 0.13533 | 2.7633 | 0.033251 | 0.46056 | 0.054016 | 0.58664 | 0.092077 | 0.01 | 1.4859 | 0.01 | 3.0274 | 0.16353 | 0.00015473 | 1056.8483 | 0 | 0
2.388 | 0.199 | 0.13433 | 2.7511 | 0.032923 | 0.45852 | 0.054343 | 0.58868 | 0.092314 | 0.01 | 1.4859 | 0.01 | 3.0326 | 0.1648 | 0.00015473 | 1065.0756 | 0 | 0
2.4 | 0.2 | 0.13333 | 2.7389 | 0.032597 | 0.45648 | 0.05467 | 0.59072 | 0.092548 | 0.01 | 1.4859 | 0.01 | 3.0378 | 0.16607 | 0.00015473 | 1073.2948 | 0 | 0
2.412 | 0.201 | 0.13233 | 2.7266 | 0.03227 | 0.45444 | 0.054996 | 0.59276 | 0.09278 | 0.01 | 1.4859 | 0.01 | 3.0429 | 0.16735 | 0.00015473 | 1081.5051 | 0 | 0
2.424 | 0.202 | 0.13133 | 2.7144 | 0.031944 | 0.45239 | 0.055322 | 0.5948 | 0.093009 | 0.01 | 1.4859 | 0.01 | 3.0479 | 0.16861 | 0.00015473 | 1089.7058 | 0 | 0
2.436 | 0.203 | 0.13033 | 2.7021 | 0.031619 | 0.45034 | 0.055648 | 0.59685 | 0.093235 | 0.01 | 1.4859 | 0.01 | 3.0528 | 0.16988 | 0.00015473 | 1097.8962 | 0 | 0
2.448 | 0.204 | 0.12933 | 2.6898 | 0.031294 | 0.44829 | 0.055973 | 0.5989 | 0.093459 | 0.01 | 1.4859 | 0.01 | 3.0577 | 0.17115 | 0.00015473 | 1106.0755 | 0 | 0
2.46 | 0.205 | 0.12833 | 2.6774 | 0.030969 | 0.44624 | 0.056297 | 0.60096 | 0.09368 | 0.01 | 1.4859 | 0.01 | 3.0625 | 0.17241 | 0.00015473 | 1114.2431 | 0 | 0
2.472 | 0.206 | 0.12733 | 2.6651 | 0.030645 | 0.44418 | 0.056622 | 0.60301 | 0.093898 | 0.01 | 1.4859 | 0.01 | 3.0673 | 0.17367 | 0.00015473 | 1122.3982 | 0 | 0
2.484 | 0.207 | 0.12633 | 2.6527 | 0.030321 | 0.44212 | 0.056945 | 0.60507 | 0.094113 | 0.01 | 1.4859 | 0.01 | 3.0719 | 0.17493 | 0.00015473 | 1130.54 | 0 | 0
2.496 | 0.208 | 0.12533 | 2.6404 | 0.029998 | 0.44006 | 0.057268 | 0.60714 | 0.094325 | 0.01 | 1.4859 | 0.01 | 3.0766 | 0.17619 | 0.00015473 | 1138.6678 | 0 | 0
2.508 | 0.209 | 0.12433 | 2.628 | 0.029675 | 0.43799 | 0.057591 | 0.6092 | 0.094535 | 0.01 | 1.4859 | 0.01 | 3.0811 | 0.17745 | 0.00015473 | 1146.781 | 0 | 0
2.52 | 0.21 | 0.12333 | 2.6155 | 0.029353 | 0.43592 | 0.057913 | 0.61127 | 0.094742 | 0.01 | 1.4859 | 0.01 | 3.0856 | 0.1787 | 0.00015473 | 1154.8786 | 0 | 0
2.532 | 0.211 | 0.12233 | 2.6031 | 0.029032 | 0.43385 | 0.058235 | 0.61334 | 0.094946 | 0.01 | 1.4859 | 0.01 | 3.0901 | 0.17995 | 0.00015473 | 1162.9601 | 0 | 0
2.544 | 0.212 | 0.12133 | 2.5907 | 0.028711 | 0.43178 | 0.058556 | 0.61542 | 0.095147 | 0.01 | 1.4859 | 0.01 | 3.0944 | 0.1812 | 0.00015473 | 1171.0245 | 0 | 0
2.556 | 0.213 | 0.12033 | 2.5782 | 0.02839 | 0.42969 | 0.058876 | 0.6175 | 0.095346 | 0.01 | 1.4859 | 0.01 | 3.0987 | 0.18244 | 0.00015473 | 1179.0712 | 0 | 0
2.568 | 0.214 | 0.11933 | 2.5657 | 0.02807 | 0.42761 | 0.059196 | 0.61959 | 0.095542 | 0.01 | 1.4859 | 0.01 | 3.103 | 0.18368 | 0.00015473 | 1187.0994 | 0 | 0
2.58 | 0.215 | 0.11833 | 2.5531 | 0.027751 | 0.42552 | 0.059516 | 0.62167 | 0.095734 | 0.01 | 1.4859 | 0.01 | 3.1071 | 0.18492 | 0.00015473 | 1195.1083 | 0 | 0
2.592 | 0.216 | 0.11733 | 2.5406 | 0.027432 | 0.42343 | 0.059834 | 0.62377 | 0.095924 | 0.01 | 1.4859 | 0.01 | 3.1113 | 0.18616 | 0.00015473 | 1203.0971 | 0 | 0
2.604 | 0.217 | 0.11633 | 2.528 | 0.027114 | 0.42134 | 0.060152 | 0.62586 | 0.096111 | 0.01 | 1.4859 | 0.01 | 3.1153 | 0.18739 | 0.00015473 | 1211.0651 | 0 | 0
2.616 | 0.218 | 0.11533 | 2.5154 | 0.026797 | 0.41924 | 0.06047 | 0.62796 | 0.096295 | 0.01 | 1.4859 | 0.01 | 3.1193 | 0.18862 | 0.00015473 | 1219.0114 | 0 | 0
2.628 | 0.219 | 0.11433 | 2.5028 | 0.02648 | 0.41713 | 0.060787 | 0.63007 | 0.096477 | 0.01 | 1.4859 | 0.01 | 3.1232 | 0.18985 | 0.00015473 | 1226.9353 | 0 | 0
2.64 | 0.22 | 0.11333 | 2.4901 | 0.026164 | 0.41502 | 0.061103 | 0.63217 | 0.096655 | 0.01 | 1.4859 | 0.01 | 3.127 | 0.19107 | 0.00015473 | 1234.8359 | 0 | 0
2.652 | 0.221 | 0.11233 | 2.4775 | 0.025848 | 0.41291 | 0.061418 | 0.63429 | 0.09683 | 0.01 | 1.4859 | 0.01 | 3.1308 | 0.19229 | 0.00015473 | 1242.7125 | 0 | 0
2.664 | 0.222 | 0.11133 | 2.4647 | 0.025533 | 0.41079 | 0.061733 | 0.63641 | 0.097002 | 0.01 | 1.4859 | 0.01 | 3.1345 | 0.1935 | 0.00015473 | 1250.5643 | 0 | 0
2.676 | 0.223 | 0.11033 | 2.452 | 0.025219 | 0.40867 | 0.062047 | 0.63853 | 0.097172 | 0.01 | 1.4859 | 0.01 | 3.1382 | 0.19472 | 0.00015473 | 1258.3903 | 0 | 0
2.688 | 0.224 | 0.10933 | 2.4392 | 0.024906 | 0.40654 | 0.06236 | 0.64066 | 0.097338 | 0.01 | 1.4859 | 0.01 | 3.1418 | 0.19592 | 0.00015473 | 1266.1899 | 0 | 0
2.7 | 0.225 | 0.10833 | 2.4265 | 0.024593 | 0.40441 | 0.062673 | 0.64279 | 0.097502 | 0.01 | 1.4859 | 0.01 | 3.1453 | 0.19712 | 0.00015473 | 1273.9621 | 0 | 0
2.712 | 0.226 | 0.10733 | 2.4136 | 0.024282 | 0.40227 | 0.062985 | 0.64493 | 0.097662 | 0.01 | 1.4859 | 0.01 | 3.1487 | 0.19832 | 0.00015473 | 1281.7062 | 0 | 0
2.724 | 0.227 | 0.10633 | 2.4008 | 0.02397 | 0.40013 | 0.063296 | 0.64707 | 0.09782 | 0.01 | 1.4859 | 0.01 | 3.1521 | 0.19952 | 0.00015473 | 1289.4212 | 0 | 0
2.736 | 0.228 | 0.10533 | 2.3879 | 0.02366 | 0.39798 | 0.063606 | 0.64922 | 0.097974 | 0.01 | 1.4859 | 0.01 | 3.1554 | 0.20071 | 0.00015473 | 1297.1064 | 0 | 0
2.748 | 0.229 | 0.10433 | 2.375 | 0.023351 | 0.39583 | 0.063916 | 0.65137 | 0.098125 | 0.01 | 1.4859 | 0.01 | 3.1587 | 0.20189 | 0.00015473 | 1304.7608 | 0 | 0
2.76 | 0.23 | 0.10333 | 2.362 | 0.023042 | 0.39367 | 0.064225 | 0.65353 | 0.098273 | 0.01 | 1.4859 | 0.01 | 3.1619 | 0.20307 | 0.00015473 | 1312.3837 | 0 | 0
2.772 | 0.231 | 0.10233 | 2.349 | 0.022734 | 0.3915 | 0.064532 | 0.6557 | 0.098418 | 0.01 | 1.4859 | 0.01 | 3.165 | 0.20424 | 0.00015473 | 1319.9741 | 0 | 0
2.784 | 0.232 | 0.10133 | 2.336 | 0.022427 | 0.38933 | 0.06484 | 0.65787 | 0.09856 | 0.01 | 1.4859 | 0.01 | 3.168 | 0.20541 | 0.00015473 | 1327.5312 | 0 | 0
2.796 | 0.233 | 0.10033 | 2.3229 | 0.022121 | 0.38715 | 0.065146 | 0.66004 | 0.098699 | 0.01 | 1.4859 | 0.01 | 3.171 | 0.20658 | 0.00015473 | 1335.054 | 0 | 0
2.808 | 0.234 | 0.099333 | 2.3098 | 0.021815 | 0.38497 | 0.065451 | 0.66223 | 0.098835 | 0.01 | 1.4859 | 0.01 | 3.1739 | 0.20774 | 0.00015473 | 1342.5418 | 0 | 0
2.82 | 0.235 | 0.098333 | 2.2967 | 0.021511 | 0.38278 | 0.065756 | 0.66442 | 0.098968 | 0.01 | 1.4859 | 0.01 | 3.1768 | 0.20889 | 0.00015473 | 1349.9935 | 0 | 0
2.832 | 0.236 | 0.097333 | 2.2835 | 0.021207 | 0.38058 | 0.066059 | 0.66661 | 0.099097 | 0.01 | 1.4859 | 0.01 | 3.1795 | 0.21004 | 0.00015473 | 1357.4083 | 0 | 0
2.844 | 0.237 | 0.096333 | 2.2703 | 0.020905 | 0.37838 | 0.066362 | 0.66881 | 0.099223 | 0.01 | 1.4859 | 0.01 | 3.1822 | 0.21118 | 0.00015473 | 1364.7852 | 0 | 0
2.856 | 0.238 | 0.095333 | 2.257 | 0.020603 | 0.37617 | 0.066664 | 0.67102 | 0.099346 | 0.01 | 1.4859 | 0.01 | 3.1849 | 0.21231 | 0.00015473 | 1372.1234 | 0 | 0
2.868 | 0.239 | 0.094333 | 2.2437 | 0.020302 | 0.37396 | 0.066964 | 0.67324 | 0.099466 | 0.01 | 1.4859 | 0.01 | 3.1874 | 0.21344 | 0.00015473 | 1379.4219 | 0 | 0
2.88 | 0.24 | 0.093333 | 2.2304 | 0.020002 | 0.37173 | 0.067264 | 0.67546 | 0.099582 | 0.01 | 1.4859 | 0.01 | 3.1899 | 0.21457 | 0.00015473 | 1386.6797 | 0 | 0
2.892 | 0.241 | 0.092333 | 2.217 | 0.019703 | 0.3695 | 0.067563 | 0.67769 | 0.099695 | 0.01 | 1.4859 | 0.01 | 3.1923 | 0.21568 | 0.00015473 | 1393.8959 | 0 | 0
2.904 | 0.242 | 0.091333 | 2.2036 | 0.019406 | 0.36726 | 0.067861 | 0.67993 | 0.099805 | 0.01 | 1.4859 | 0.01 | 3.1947 | 0.21679 | 0.00015473 | 1401.0695 | 0 | 0
2.916 | 0.243 | 0.090333 | 2.1901 | 0.019109 | 0.36502 | 0.068158 | 0.68218 | 0.099912 | 0.01 | 1.4859 | 0.01 | 3.1969 | 0.2179 | 0.00015473 | 1408.1995 | 0 | 0
2.928 | 0.244 | 0.089333 | 2.1766 | 0.018813 | 0.36276 | 0.068454 | 0.68443 | 0.10001 | 0.01 | 1.4859 | 0.01 | 3.1991 | 0.21899 | 0.00015473 | 1415.285 | 0 | 0
2.94 | 0.245 | 0.088333 | 2.163 | 0.018518 | 0.3605 | 0.068748 | 0.68669 | 0.10011 | 0.01 | 1.4859 | 0.01 | 3.2013 | 0.22008 | 0.00015473 | 1422.325 | 0 | 0
2.952 | 0.246 | 0.087333 | 2.1494 | 0.018224 | 0.35823 | 0.069042 | 0.68896 | 0.10021 | 0.01 | 1.4859 | 0.01 | 3.2033 | 0.22116 | 0.00015473 | 1429.3185 | 0 | 0
2.964 | 0.247 | 0.086333 | 2.1357 | 0.017932 | 0.35595 | 0.069335 | 0.69124 | 0.1003 | 0.01 | 1.4859 | 0.01 | 3.2053 | 0.22224 | 0.00015473 | 1436.2643 | 0 | 0
2.976 | 0.248 | 0.085333 | 2.122 | 0.01764 | 0.35367 | 0.069626 | 0.69353 | 0.10039 | 0.01 | 1.4859 | 0.01 | 3.2072 | 0.22331 | 0.00015473 | 1443.1616 | 0 | 0
2.988 | 0.249 | 0.084333 | 2.1082 | 0.01735 | 0.35137 | 0.069916 | 0.69583 | 0.10048 | 0.01 | 1.4859 | 0.01 | 3.209 | 0.22437 | 0.00015473 | 1450.0093 | 0 | 0
3 | 0.25 | 0.083333 | 2.0944 | 0.017061 | 0.34907 | 0.070206 | 0.69813 | 0.10056 | 0.01 | 1.4859 | 0.01 | 3.2108 | 0.22542 | 0.00015473 | 1456.8063 | 0 | 0
3.012 | 0.251 | 0.082333 | 2.0805 | 0.016773 | 0.34675 | 0.070494 | 0.70044 | 0.10064 | 0.01 | 1.4859 | 0.01 | 3.2125 | 0.22646 | 0.00015473 | 1463.5515 | 0 | 0
3.024 | 0.252 | 0.081333 | 2.0666 | 0.016486 | 0.34443 | 0.070781 | 0.70277 | 0.10072 | 0.01 | 1.4859 | 0.01 | 3.2141 | 0.2275 | 0.00015473 | 1470.2439 | 0 | 0
3.036 | 0.253 | 0.080333 | 2.0526 | 0.0162 | 0.3421 | 0.071066 | 0.7051 | 0.10079 | 0.01 | 1.4859 | 0.01 | 3.2156 | 0.22852 | 0.00015473 | 1476.8823 | 0 | 0
3.048 | 0.254 | 0.079333 | 2.0385 | 0.015915 | 0.33975 | 0.071351 | 0.70744 | 0.10086 | 0.01 | 1.4859 | 0.01 | 3.2171 | 0.22954 | 0.00015473 | 1483.4658 | 0 | 0
3.06 | 0.255 | 0.078333 | 2.0244 | 0.015632 | 0.3374 | 0.071634 | 0.7098 | 0.10092 | 0.01 | 1.4859 | 0.01 | 3.2185 | 0.23055 | 0.00015473 | 1489.993 | 0 | 0
3.072 | 0.256 | 0.077333 | 2.0102 | 0.01535 | 0.33503 | 0.071916 | 0.71216 | 0.10098 | 0.01 | 1.4859 | 0.01 | 3.2198 | 0.23155 | 0.00015473 | 1496.463 | 0 | 0
3.084 | 0.257 | 0.076333 | 1.996 | 0.015069 | 0.33266 | 0.072197 | 0.71454 | 0.10104 | 0.01 | 1.4859 | 0.01 | 3.221 | 0.23255 | 0.00015473 | 1502.8745 | 0 | 0
3.096 | 0.258 | 0.075333 | 1.9816 | 0.01479 | 0.33027 | 0.072477 | 0.71692 | 0.10109 | 0.01 | 1.4859 | 0.01 | 3.2221 | 0.23353 | 0.00015473 | 1509.2263 | 0 | 0
3.108 | 0.259 | 0.074333 | 1.9673 | 0.014512 | 0.32788 | 0.072755 | 0.71932 | 0.10114 | 0.01 | 1.4859 | 0.01 | 3.2232 | 0.2345 | 0.00015473 | 1515.5174 | 0 | 0
3.12 | 0.26 | 0.073333 | 1.9528 | 0.014235 | 0.32547 | 0.073032 | 0.72173 | 0.10119 | 0.01 | 1.4859 | 0.01 | 3.2242 | 0.23547 | 0.00015473 | 1521.7464 | 0 | 0
3.132 | 0.261 | 0.072333 | 1.9383 | 0.013959 | 0.32305 | 0.073307 | 0.72415 | 0.10123 | 0.01 | 1.4859 | 0.01 | 3.2251 | 0.23642 | 0.00015473 | 1527.9121 | 0 | 0
3.144 | 0.262 | 0.071333 | 1.9237 | 0.013685 | 0.32062 | 0.073581 | 0.72658 | 0.10127 | 0.01 | 1.4859 | 0.01 | 3.2259 | 0.23736 | 0.00015473 | 1534.0134 | 0 | 0
3.156 | 0.263 | 0.070333 | 1.909 | 0.013413 | 0.31817 | 0.073854 | 0.72902 | 0.10131 | 0.01 | 1.4859 | 0.01 | 3.2266 | 0.2383 | 0.00015473 | 1540.0489 | 0 | 0
3.168 | 0.264 | 0.069333 | 1.8943 | 0.013141 | 0.31572 | 0.074125 | 0.73148 | 0.10134 | 0.01 | 1.4859 | 0.01 | 3.2273 | 0.23922 | 0.00015473 | 1546.0173 | 0 | 0
3.18 | 0.265 | 0.068333 | 1.8795 | 0.012871 | 0.31325 | 0.074395 | 0.73395 | 0.10136 | 0.01 | 1.4859 | 0.01 | 3.2278 | 0.24013 | 0.00015473 | 1551.9174 | 0 | 0
3.192 | 0.266 | 0.067333 | 1.8646 | 0.012603 | 0.31076 | 0.074663 | 0.73643 | 0.10138 | 0.01 | 1.4859 | 0.01 | 3.2283 | 0.24104 | 0.00015473 | 1557.7478 | 0 | 0
3.204 | 0.267 | 0.066333 | 1.8496 | 0.012336 | 0.30826 | 0.07493 | 0.73893 | 0.1014 | 0.01 | 1.4859 | 0.01 | 3.2287 | 0.24193 | 0.00015473 | 1563.5071 | 0 | 0
3.216 | 0.268 | 0.065333 | 1.8345 | 0.012071 | 0.30575 | 0.075196 | 0.74144 | 0.10142 | 0.01 | 1.4859 | 0.01 | 3.229 | 0.24281 | 0.00015473 | 1569.194 | 0 | 0
3.228 | 0.269 | 0.064333 | 1.8194 | 0.011807 | 0.30323 | 0.07546 | 0.74397 | 0.10143 | 0.01 | 1.4859 | 0.01 | 3.2292 | 0.24368 | 0.00015473 | 1574.8071 | 0 | 0
3.24 | 0.27 | 0.063333 | 1.8041 | 0.011544 | 0.30068 | 0.075722 | 0.74651 | 0.10143 | 0.01 | 1.4859 | 0.01 | 3.2293 | 0.24453 | 0.00015473 | 1580.3449 | 0 | 0
3.252 | 0.271 | 0.062333 | 1.7888 | 0.011284 | 0.29813 | 0.075983 | 0.74907 | 0.10144 | 0.01 | 1.4859 | 0.01 | 3.2294 | 0.24538 | 0.00015473 | 1585.8059 | 0 | 0
3.264 | 0.272 | 0.061333 | 1.7733 | 0.011025 | 0.29556 | 0.076242 | 0.75164 | 0.10143 | 0.01 | 1.4859 | 0.01 | 3.2293 | 0.24621 | 0.00015473 | 1591.1888 | 0 | 0
3.276 | 0.273 | 0.060333 | 1.7578 | 0.010767 | 0.29297 | 0.076499 | 0.75423 | 0.10143 | 0.01 | 1.4859 | 0.01 | 3.2292 | 0.24703 | 0.00015473 | 1596.4918 | 0 | 0
3.288 | 0.274 | 0.059333 | 1.7422 | 0.010511 | 0.29036 | 0.076755 | 0.75684 | 0.10142 | 0.01 | 1.4859 | 0.01 | 3.229 | 0.24784 | 0.00015473 | 1601.7136 | 0 | 0
3.3 | 0.275 | 0.058333 | 1.7264 | 0.010257 | 0.28774 | 0.077009 | 0.75946 | 0.1014 | 0.01 | 1.4859 | 0.01 | 3.2286 | 0.24863 | 0.00015473 | 1606.8525 | 0 | 0
3.312 | 0.276 | 0.057333 | 1.7106 | 0.010005 | 0.2851 | 0.077262 | 0.7621 | 0.10138 | 0.01 | 1.4859 | 0.01 | 3.2282 | 0.24942 | 0.00015473 | 1611.9068 | 0 | 0
3.324 | 0.277 | 0.056333 | 1.6946 | 0.0097539 | 0.28244 | 0.077512 | 0.76476 | 0.10136 | 0.01 | 1.4859 | 0.01 | 3.2277 | 0.25018 | 0.00015473 | 1616.875 | 0 | 0
3.336 | 0.278 | 0.055333 | 1.6786 | 0.009505 | 0.27976 | 0.077761 | 0.76744 | 0.10133 | 0.01 | 1.4859 | 0.01 | 3.2271 | 0.25094 | 0.00015473 | 1621.7552 | 0 | 0
3.348 | 0.279 | 0.054333 | 1.6624 | 0.0092578 | 0.27706 | 0.078009 | 0.77013 | 0.10129 | 0.01 | 1.4859 | 0.01 | 3.2263 | 0.25168 | 0.00015473 | 1626.5457 | 0 | 0
3.36 | 0.28 | 0.053333 | 1.6461 | 0.0090125 | 0.27434 | 0.078254 | 0.77285 | 0.10125 | 0.01 | 1.4859 | 0.01 | 3.2255 | 0.25241 | 0.00015473 | 1631.2448 | 0 | 0
3.372 | 0.281 | 0.052333 | 1.6296 | 0.008769 | 0.27161 | 0.078497 | 0.77559 | 0.10121 | 0.01 | 1.4859 | 0.01 | 3.2246 | 0.25312 | 0.00015473 | 1635.8506 | 0 | 0
3.384 | 0.282 | 0.051333 | 1.6131 | 0.0085274 | 0.26885 | 0.078739 | 0.77835 | 0.10116 | 0.01 | 1.4859 | 0.01 | 3.2236 | 0.25382 | 0.00015473 | 1640.3612 | 0 | 0
3.396 | 0.283 | 0.050333 | 1.5964 | 0.0082878 | 0.26607 | 0.078979 | 0.78113 | 0.10111 | 0.01 | 1.4859 | 0.01 | 3.2224 | 0.2545 | 0.00015473 | 1644.7747 | 0 | 0
3.408 | 0.284 | 0.049333 | 1.5796 | 0.00805 | 0.26326 | 0.079216 | 0.78394 | 0.10105 | 0.01 | 1.4859 | 0.01 | 3.2212 | 0.25517 | 0.00015473 | 1649.089 | 0 | 0
3.42 | 0.285 | 0.048333 | 1.5626 | 0.0078143 | 0.26043 | 0.079452 | 0.78676 | 0.10099 | 0.01 | 1.4859 | 0.01 | 3.2198 | 0.25582 | 0.00015473 | 1653.3021 | 0 | 0
3.432 | 0.286 | 0.047333 | 1.5455 | 0.0075806 | 0.25758 | 0.079686 | 0.78962 | 0.10092 | 0.01 | 1.4859 | 0.01 | 3.2184 | 0.25646 | 0.00015473 | 1657.4118 | 0 | 0
3.444 | 0.287 | 0.046333 | 1.5282 | 0.0073489 | 0.2547 | 0.079917 | 0.79249 | 0.10084 | 0.01 | 1.4859 | 0.01 | 3.2168 | 0.25708 | 0.00015473 | 1661.4159 | 0 | 0
3.456 | 0.288 | 0.045333 | 1.5108 | 0.0071193 | 0.2518 | 0.080147 | 0.7954 | 0.10076 | 0.01 | 1.4859 | 0.01 | 3.2151 | 0.25768 | 0.00015473 | 1665.3122 | 0 | 0
3.468 | 0.289 | 0.044333 | 1.4932 | 0.0068919 | 0.24887 | 0.080375 | 0.79833 | 0.10068 | 0.01 | 1.4859 | 0.01 | 3.2133 | 0.25827 | 0.00015473 | 1669.0983 | 0 | 0
3.48 | 0.29 | 0.043333 | 1.4755 | 0.0066666 | 0.24591 | 0.0806 | 0.80129 | 0.10059 | 0.01 | 1.4859 | 0.01 | 3.2113 | 0.25883 | 0.00015473 | 1672.7718 | 0 | 0
3.492 | 0.291 | 0.042333 | 1.4575 | 0.0064435 | 0.24292 | 0.080823 | 0.80428 | 0.10049 | 0.01 | 1.4859 | 0.01 | 3.2093 | 0.25938 | 0.00015473 | 1676.3301 | 0 | 0
3.504 | 0.292 | 0.041333 | 1.4394 | 0.0062226 | 0.2399 | 0.081044 | 0.80729 | 0.10039 | 0.01 | 1.4859 | 0.01 | 3.2071 | 0.25992 | 0.00015473 | 1679.7706 | 0 | 0
3.516 | 0.293 | 0.040333 | 1.4211 | 0.0060041 | 0.23685 | 0.081262 | 0.81035 | 0.10028 | 0.01 | 1.4859 | 0.01 | 3.2048 | 0.26043 | 0.00015473 | 1683.0906 | 0 | 0
3.528 | 0.294 | 0.039333 | 1.4026 | 0.0057878 | 0.23377 | 0.081479 | 0.81343 | 0.10017 | 0.01 | 1.4859 | 0.01 | 3.2024 | 0.26093 | 0.00015473 | 1686.2872 | 0 | 0
3.54 | 0.295 | 0.038333 | 1.3839 | 0.0055739 | 0.23065 | 0.081692 | 0.81654 | 0.10005 | 0.01 | 1.4859 | 0.01 | 3.1998 | 0.2614 | 0.00015473 | 1689.3575 | 0 | 0
3.552 | 0.296 | 0.037333 | 1.365 | 0.0053625 | 0.2275 | 0.081904 | 0.8197 | 0.09992 | 0.01 | 1.4859 | 0.01 | 3.1971 | 0.26186 | 0.00015473 | 1692.2984 | 0 | 0
3.564 | 0.297 | 0.036333 | 1.3459 | 0.0051535 | 0.22431 | 0.082113 | 0.82289 | 0.099786 | 0.01 | 1.4859 | 0.01 | 3.1943 | 0.26229 | 0.00015473 | 1695.1065 | 0 | 0
3.576 | 0.298 | 0.035333 | 1.3265 | 0.004947 | 0.22108 | 0.082319 | 0.82612 | 0.099646 | 0.01 | 1.4859 | 0.01 | 3.1913 | 0.2627 | 0.00015473 | 1697.7786 | 0 | 0
3.588 | 0.299 | 0.034333 | 1.3069 | 0.004743 | 0.21781 | 0.082523 | 0.82938 | 0.099499 | 0.01 | 1.4859 | 0.01 | 3.1881 | 0.2631 | 0.00015473 | 1700.311 | 0 | 0
3.6 | 0.3 | 0.033333 | 1.287 | 0.0045417 | 0.2145 | 0.082725 | 0.8327 | 0.099346 | 0.01 | 1.4859 | 0.01 | 3.1848 | 0.26346 | 0.00015473 | 1702.7 | 0 | 0
3.612 | 0.301 | 0.032333 | 1.2669 | 0.004343 | 0.21114 | 0.082923 | 0.83605 | 0.099184 | 0.01 | 1.4859 | 0.01 | 3.1814 | 0.26381 | 0.00015473 | 1704.9417 | 0 | 0
3.624 | 0.302 | 0.031333 | 1.2465 | 0.0041471 | 0.20774 | 0.083119 | 0.83945 | 0.099016 | 0.01 | 1.4859 | 0.01 | 3.1778 | 0.26414 | 0.00015473 | 1707.0317 | 0 | 0
3.636 | 0.303 | 0.030333 | 1.2257 | 0.003954 | 0.20429 | 0.083312 | 0.84291 | 0.098839 | 0.01 | 1.4859 | 0.01 | 3.174 | 0.26443 | 0.00015473 | 1708.9658 | 0 | 0
3.648 | 0.304 | 0.029333 | 1.2047 | 0.0037636 | 0.20079 | 0.083503 | 0.84641 | 0.098655 | 0.01 | 1.4859 | 0.01 | 3.1701 | 0.26471 | 0.00015473 | 1710.7392 | 0 | 0
3.66 | 0.305 | 0.028333 | 1.1834 | 0.0035763 | 0.19723 | 0.08369 | 0.84997 | 0.098463 | 0.01 | 1.4859 | 0.01 | 3.1659 | 0.26496 | 0.00015473 | 1712.3468 | 0 | 0
3.672 | 0.306 | 0.027333 | 1.1617 | 0.0033918 | 0.19361 | 0.083875 | 0.85358 | 0.098262 | 0.01 | 1.4859 | 0.01 | 3.1616 | 0.26518 | 0.00015473 | 1713.7834 | 0 | 0
3.684 | 0.307 | 0.026333 | 1.1396 | 0.0032105 | 0.18994 | 0.084056 | 0.85726 | 0.098052 | 0.01 | 1.4859 | 0.01 | 3.1571 | 0.26537 | 0.00015473 | 1715.0432 | 0 | 0
3.696 | 0.308 | 0.025333 | 1.1172 | 0.0030322 | 0.1862 | 0.084234 | 0.861 | 0.097833 | 0.01 | 1.4859 | 0.01 | 3.1524 | 0.26554 | 0.00015473 | 1716.1199 | 0 | 0
3.708 | 0.309 | 0.024333 | 1.0943 | 0.0028572 | 0.18239 | 0.084409 | 0.86481 | 0.097605 | 0.01 | 1.4859 | 0.01 | 3.1475 | 0.26568 | 0.00015473 | 1717.0071 | 0 | 0
3.72 | 0.31 | 0.023333 | 1.0711 | 0.0026854 | 0.17851 | 0.084581 | 0.86869 | 0.097366 | 0.01 | 1.4859 | 0.01 | 3.1424 | 0.26579 | 0.00015473 | 1717.6974 | 0 | 0
3.732 | 0.311 | 0.022333 | 1.0473 | 0.002517 | 0.17455 | 0.084749 | 0.87265 | 0.097118 | 0.01 | 1.4859 | 0.01 | 3.137 | 0.26586 | 0.00015473 | 1718.1831 | 0 | 0
3.744 | 0.312 | 0.021333 | 1.023 | 0.0023521 | 0.17051 | 0.084914 | 0.87669 | 0.096858 | 0.01 | 1.4859 | 0.01 | 3.1314 | 0.2659 | 0.00015473 | 1718.4555 | 0 | 0
3.756 | 0.313 | 0.020333 | 0.99826 | 0.0021907 | 0.16638 | 0.085076 | 0.88082 | 0.096587 | 0.01 | 1.4859 | 0.01 | 3.1256 | 0.26591 | 0.00015473 | 1718.5054 | 0 | 0
3.768 | 0.314 | 0.019333 | 0.97289 | 0.002033 | 0.16215 | 0.085233 | 0.88505 | 0.096304 | 0.01 | 1.4859 | 0.01 | 3.1195 | 0.26588 | 0.00015473 | 1718.3224 | 0 | 0
3.78 | 0.315 | 0.018333 | 0.9469 | 0.0018791 | 0.15782 | 0.085387 | 0.88938 | 0.096008 | 0.01 | 1.4859 | 0.01 | 3.1131 | 0.26582 | 0.00015473 | 1717.8949 | 0 | 0
3.792 | 0.316 | 0.017333 | 0.92024 | 0.0017291 | 0.15337 | 0.085537 | 0.89382 | 0.095698 | 0.01 | 1.4859 | 0.01 | 3.1064 | 0.26571 | 0.00015473 | 1717.2102 | 0 | 0
3.804 | 0.317 | 0.016333 | 0.89283 | 0.0015831 | 0.14881 | 0.085683 | 0.89839 | 0.095374 | 0.01 | 1.4859 | 0.01 | 3.0993 | 0.26556 | 0.00015473 | 1716.2539 | 0 | 0
3.816 | 0.318 | 0.015333 | 0.86462 | 0.0014413 | 0.1441 | 0.085825 | 0.90309 | 0.095035 | 0.01 | 1.4859 | 0.01 | 3.092 | 0.26537 | 0.00015473 | 1715.0095 | 0 | 0
3.828 | 0.319 | 0.014333 | 0.83552 | 0.0013038 | 0.13925 | 0.085963 | 0.90794 | 0.094678 | 0.01 | 1.4859 | 0.01 | 3.0842 | 0.26513 | 0.00015473 | 1713.4583 | 0 | 0
3.84 | 0.32 | 0.013333 | 0.80543 | 0.0011709 | 0.13424 | 0.086096 | 0.91296 | 0.094304 | 0.01 | 1.4859 | 0.01 | 3.0761 | 0.26484 | 0.00015473 | 1711.5787 | 0 | 0
3.852 | 0.321 | 0.012333 | 0.77424 | 0.0010426 | 0.12904 | 0.086224 | 0.91816 | 0.09391 | 0.01 | 1.4859 | 0.01 | 3.0675 | 0.26449 | 0.00015473 | 1709.3454 | 0 | 0
3.864 | 0.322 | 0.011333 | 0.74181 | 0.00091925 | 0.12363 | 0.086347 | 0.92356 | 0.093494 | 0.01 | 1.4859 | 0.01 | 3.0584 | 0.26409 | 0.00015473 | 1706.7284 | 0 | 0
3.876 | 0.323 | 0.010333 | 0.70796 | 0.00080105 | 0.11799 | 0.086465 | 0.9292 | 0.093053 | 0.01 | 1.4859 | 0.01 | 3.0488 | 0.26362 | 0.00015473 | 1703.6914 | 0 | 0
3.888 | 0.324 | 0.0093333 | 0.67249 | 0.00068826 | 0.11208 | 0.086578 | 0.93511 | 0.092586 | 0.01 | 1.4859 | 0.01 | 3.0386 | 0.26308 | 0.00015473 | 1700.1902 | 0 | 0
3.9 | 0.325 | 0.0083333 | 0.63512 | 0.0005812 | 0.10585 | 0.086685 | 0.94134 | 0.092087 | 0.01 | 1.4859 | 0.01 | 3.0277 | 0.26245 | 0.00015473 | 1696.1693 | 0 | 0
3.912 | 0.326 | 0.0073333 | 0.59549 | 0.00048022 | 0.099249 | 0.086786 | 0.94795 | 0.091552 | 0.01 | 1.4859 | 0.01 | 3.0159 | 0.26174 | 0.00015473 | 1691.5572 | 0 | 0
3.924 | 0.327 | 0.0063333 | 0.55312 | 0.00038578 | 0.092187 | 0.086881 | 0.95501 | 0.090974 | 0.01 | 1.4859 | 0.01 | 3.0032 | 0.26092 | 0.00015473 | 1686.2588 | 0 | 0
3.936 | 0.328 | 0.0053333 | 0.50732 | 0.00029839 | 0.084554 | 0.086968 | 0.96264 | 0.090343 | 0.01 | 1.4859 | 0.01 | 2.9893 | 0.25997 | 0.00015473 | 1680.1418 | 0 | 0
3.948 | 0.329 | 0.0043333 | 0.45706 | 0.00021873 | 0.076177 | 0.087048 | 0.97102 | 0.089646 | 0.01 | 1.4859 | 0.01 | 2.9739 | 0.25887 | 0.00015473 | 1673.0118 | 0 | 0
3.96 | 0.33 | 0.0033333 | 0.40067 | 0.0001477 | 0.066778 | 0.087119 | 0.98042 | 0.088859 | 0.01 | 1.4859 | 0.01 | 2.9565 | 0.25756 | 0.00015473 | 1664.5585 | 0 | 0
3.972 | 0.331 | 0.0023333 | 0.33506 | 8.6582e-05 | 0.055843 | 0.08718 | 0.99135 | 0.08794 | 0.01 | 1.4859 | 0.01 | 2.936 | 0.25596 | 0.00015473 | 1654.2214 | 0 | 0
3.984 | 0.332 | 0.0013333 | 0.25315 | 3.7434e-05 | 0.042192 | 0.087229 | 1.005 | 0.086795 | 0.01 | 1.4859 | 0.01 | 2.9105 | 0.25388 | 0.00015473 | 1640.7413 | 0 | 0
3.996 | 0.333 | 0.00033333 | 0.12651 | 4.6835e-06 | 0.021085 | 0.087262 | 1.0261 | 0.085041 | 0.01 | 1.4859 | 0.01 | 2.8711 | 0.25054 | 0.00015473 | 1619.1658 | 0 | 0
4.008 | 0.334 | -0.00066667 | #NUM! | #NUM! | #NUM! | #NUM! | #NUM! | #NUM! | 0.01 | 1.4859 | 0.01 | #NUM! | #NUM! | 0.00015473 | #NUM! | #NUM! | #NUM!
4.02 | 0.335 | -0.0016667 | #NUM! | #NUM! | #NUM! | #NUM! | #NUM! | #NUM! | 0.01 | 1.4859 | 0.01 | #NUM! | #NUM! | 0.00015473 | #NUM! | #NUM! | #NUM!
4.032 | 0.336 | -0.0026667 | #NUM! | #NUM! | #NUM! | #NUM! | #NUM! | #NUM! | 0.01 | 1.4859 | 0.01 | #NUM! | #NUM! | 0.00015473 | #NUM! | #NUM! | #NUM!
4.044 | 0.337 | -0.0036667 | #NUM! | #NUM! | #NUM! | #NUM! | #NUM! | #NUM! | 0.01 | 1.4859 | 0.01 | #NUM! | #NUM! | 0.00015473 | #NUM! | #NUM! | #NUM!
4.056 | 0.338 | -0.0046667 | #NUM! | #NUM! | #NUM! | #NUM! | #NUM! | #NUM! | 0.01 | 1.4859 | 0.01 | #NUM! | #NUM! | 0.00015473 | #NUM! | #NUM! | #NUM!
4.068 | 0.339 | -0.0056667 | #NUM! | #NUM! | #NUM! | #NUM! | #NUM! | #NUM! | 0.01 | 1.4859 | 0.01 | #NUM! | #NUM! | 0.00015473 | #NUM! | #NUM! | #NUM!
4.08 | 0.34 | -0.0066667 | #NUM! | #NUM! | #NUM! | #NUM! | #NUM! | #NUM! | 0.01 | 1.4859 | 0.01 | #NUM! | #NUM! | 0.00015473 | #NUM! | #NUM! | #NUM!
4.092 | 0.341 | -0.0076667 | #NUM! | #NUM! | #NUM! | #NUM! | #NUM! | #NUM! | 0.01 | 1.4859 | 0.01 | #NUM! | #NUM! | 0.00015473 | #NUM! | #NUM! | #NUM!
4.104 | 0.342 | -0.0086667 | #NUM! | #NUM! | #NUM! | #NUM! | #NUM! | #NUM! | 0.01 | 1.4859 | 0.01 | #NUM! | #NUM! | 0.00015473 | #NUM! | #NUM! | #NUM!
4.116 | 0.343 | -0.0096667 | #NUM! | #NUM! | #NUM! | #NUM! | #NUM! | #NUM! | 0.01 | 1.4859 | 0.01 | #NUM! | #NUM! | 0.00015473 | #NUM! | #NUM! | #NUM!
4.128 | 0.344 | -0.010667 | #NUM! | #NUM! | #NUM! | #NUM! | #NUM! | #NUM! | 0.01 | 1.4859 | 0.01 | #NUM! | #NUM! | 0.00015473 | #NUM! | #NUM! | #NUM!
4.14 | 0.345 | -0.011667 | #NUM! | #NUM! | #NUM! | #NUM! | #NUM! | #NUM! | 0.01 | 1.4859 | 0.01 | #NUM! | #NUM! | 0.00015473 | #NUM! | #NUM! | #NUM!
4.152 | 0.346 | -0.012667 | #NUM! | #NUM! | #NUM! | #NUM! | #NUM! | #NUM! | 0.01 | 1.4859 | 0.01 | #NUM! | #NUM! | 0.00015473 | #NUM! | #NUM! | #NUM!
4.164 | 0.347 | -0.013667 | #NUM! | #NUM! | #NUM! | #NUM! | #NUM! | #NUM! | 0.01 | 1.4859 | 0.01 | #NUM! | #NUM! | 0.00015473 | #NUM! | #NUM! | #NUM!
4.176 | 0.348 | -0.014667 | #NUM! | #NUM! | #NUM! | #NUM! | #NUM! | #NUM! | 0.01 | 1.4859 | 0.01 | #NUM! | #NUM! | 0.00015473 | #NUM! | #NUM! | #NUM!
4.188 | 0.349 | -0.015667 | #NUM! | #NUM! | #NUM! | #NUM! | #NUM! | #NUM! | 0.01 | 1.4859 | 0.01 | #NUM! | #NUM! | 0.00015473 | #NUM! | #NUM! | #NUM!
4.2 | 0.35 | -0.016667 | #NUM! | #NUM! | #NUM! | #NUM! | #NUM! | #NUM! | 0.01 | 1.4859 | 0.01 | #NUM! | #NUM! | 0.00015473 | #NUM! | #NUM! | #NUM!
4.212 | 0.351 | -0.017667 | #NUM! | #NUM! | #NUM! | #NUM! | #NUM! | #NUM! | 0.01 | 1.4859 | 0.01 | #NUM! | #NUM! | 0.00015473 | #NUM! | #NUM! | #NUM!
4.224 | 0.352 | -0.018667 | #NUM! | #NUM! | #NUM! | #NUM! | #NUM! | #NUM! | 0.01 | 1.4859 | 0.01 | #NUM! | #NUM! | 0.00015473 | #NUM! | #NUM! | #NUM!
4.236 | 0.353 | -0.019667 | #NUM! | #NUM! | #NUM! | #NUM! | #NUM! | #NUM! | 0.01 | 1.4859 | 0.01 | #NUM! | #NUM! | 0.00015473 | #NUM! | #NUM! | #NUM!
4.248 | 0.354 | -0.020667 | #NUM! | #NUM! | #NUM! | #NUM! | #NUM! | #NUM! | 0.01 | 1.4859 | 0.01 | #NUM! | #NUM! | 0.00015473 | #NUM! | #NUM! | #NUM!
4.26 | 0.355 | -0.021667 | #NUM! | #NUM! | #NUM! | #NUM! | #NUM! | #NUM! | 0.01 | 1.4859 | 0.01 | #NUM! | #NUM! | 0.00015473 | #NUM! | #NUM! | #NUM!
4.272 | 0.356 | -0.022667 | #NUM! | #NUM! | #NUM! | #NUM! | #NUM! | #NUM! | 0.01 | 1.4859 | 0.01 | #NUM! | #NUM! | 0.00015473 | #NUM! | #NUM! | #NUM!
4.284 | 0.357 | -0.023667 | #NUM! | #NUM! | #NUM! | #NUM! | #NUM! | #NUM! | 0.01 | 1.4859 | 0.01 | #NUM! | #NUM! | 0.00015473 | #NUM! | #NUM! | #NUM!
4.296 | 0.358 | -0.024667 | #NUM! | #NUM! | #NUM! | #NUM! | #NUM! | #NUM! | 0.01 | 1.4859 | 0.01 | #NUM! | #NUM! | 0.00015473 | #NUM! | #NUM! | #NUM!
4.308 | 0.359 | -0.025667 | #NUM! | #NUM! | #NUM! | #NUM! | #NUM! | #NUM! | 0.01 | 1.4859 | 0.01 | #NUM! | #NUM! | 0.00015473 | #NUM! | #NUM! | #NUM!
4.32 | 0.36 | -0.026667 | #NUM! | #NUM! | #NUM! | #NUM! | #NUM! | #NUM! | 0.01 | 1.4859 | 0.01 | #NUM! | #NUM! | 0.00015473 | #NUM! | #NUM! | #NUM!
4.332 | 0.361 | -0.027667 | #NUM! | #NUM! | #NUM! | #NUM! | #NUM! | #NUM! | 0.01 | 1.4859 | 0.01 | #NUM! | #NUM! | 0.00015473 | #NUM! | #NUM! | #NUM!
4.344 | 0.362 | -0.028667 | #NUM! | #NUM! | #NUM! | #NUM! | #NUM! | #NUM! | 0.01 | 1.4859 | 0.01 | #NUM! | #NUM! | 0.00015473 | #NUM! | #NUM! | #NUM!
4.356 | 0.363 | -0.029667 | #NUM! | #NUM! | #NUM! | #NUM! | #NUM! | #NUM! | 0.01 | 1.4859 | 0.01 | #NUM! | #NUM! | 0.00015473 | #NUM! | #NUM! | #NUM!
4.368 | 0.364 | -0.030667 | #NUM! | #NUM! | #NUM! | #NUM! | #NUM! | #NUM! | 0.01 | 1.4859 | 0.01 | #NUM! | #NUM! | 0.00015473 | #NUM! | #NUM! | #NUM!
4.38 | 0.365 | -0.031667 | #NUM! | #NUM! | #NUM! | #NUM! | #NUM! | #NUM! | 0.01 | 1.4859 | 0.01 | #NUM! | #NUM! | 0.00015473 | #NUM! | #NUM! | #NUM!
4.392 | 0.366 | -0.032667 | #NUM! | #NUM! | #NUM! | #NUM! | #NUM! | #NUM! | 0.01 | 1.4859 | 0.01 | #NUM! | #NUM! | 0.00015473 | #NUM! | #NUM! | #NUM!
4.404 | 0.367 | -0.033667 | #NUM! | #NUM! | #NUM! | #NUM! | #NUM! | #NUM! | 0.01 | 1.4859 | 0.01 | #NUM! | #NUM! | 0.00015473 | #NUM! | #NUM! | #NUM!
4.416 | 0.368 | -0.034667 | #NUM! | #NUM! | #NUM! | #NUM! | #NUM! | #NUM! | 0.01 | 1.4859 | 0.01 | #NUM! | #NUM! | 0.00015473 | #NUM! | #NUM! | #NUM!
4.428 | 0.369 | -0.035667 | #NUM! | #NUM! | #NUM! | #NUM! | #NUM! | #NUM! | 0.01 | 1.4859 | 0.01 | #NUM! | #NUM! | 0.00015473 | #NUM! | #NUM! | #NUM!
4.44 | 0.37 | -0.036667 | #NUM! | #NUM! | #NUM! | #NUM! | #NUM! | #NUM! | 0.01 | 1.4859 | 0.01 | #NUM! | #NUM! | 0.00015473 | #NUM! | #NUM! | #NUM!
4.452 | 0.371 | -0.037667 | #NUM! | #NUM! | #NUM! | #NUM! | #NUM! | #NUM! | 0.01 | 1.4859 | 0.01 | #NUM! | #NUM! | 0.00015473 | #NUM! | #NUM! | #NUM!
4.464 | 0.372 | -0.038667 | #NUM! | #NUM! | #NUM! | #NUM! | #NUM! | #NUM! | 0.01 | 1.4859 | 0.01 | #NUM! | #NUM! | 0.00015473 | #NUM! | #NUM! | #NUM!
4.476 | 0.373 | -0.039667 | #NUM! | #NUM! | #NUM! | #NUM! | #NUM! | #NUM! | 0.01 | 1.4859 | 0.01 | #NUM! | #NUM! | 0.00015473 | #NUM! | #NUM! | #NUM!
4.488 | 0.374 | -0.040667 | #NUM! | #NUM! | #NUM! | #NUM! | #NUM! | #NUM! | 0.01 | 1.4859 | 0.01 | #NUM! | #NUM! | 0.00015473 | #NUM! | #NUM! | #NUM!
4.5 | 0.375 | -0.041667 | #NUM! | #NUM! | #NUM! | #NUM! | #NUM! | #NUM! | 0.01 | 1.4859 | 0.01 | #NUM! | #NUM! | 0.00015473 | #NUM! | #NUM! | #NUM!
4.512 | 0.376 | -0.042667 | #NUM! | #NUM! | #NUM! | #NUM! | #NUM! | #NUM! | 0.01 | 1.4859 | 0.01 | #NUM! | #NUM! | 0.00015473 | #NUM! | #NUM! | #NUM!
4.524 | 0.377 | -0.043667 | #NUM! | #NUM! | #NUM! | #NUM! | #NUM! | #NUM! | 0.01 | 1.4859 | 0.01 | #NUM! | #NUM! | 0.00015473 | #NUM! | #NUM! | #NUM!
4.536 | 0.378 | -0.044667 | #NUM! | #NUM! | #NUM! | #NUM! | #NUM! | #NUM! | 0.01 | 1.4859 | 0.01 | #NUM! | #NUM! | 0.00015473 | #NUM! | #NUM! | #NUM!
4.548 | 0.379 | -0.045667 | #NUM! | #NUM! | #NUM! | #NUM! | #NUM! | #NUM! | 0.01 | 1.4859 | 0.01 | #NUM! | #NUM! | 0.00015473 | #NUM! | #NUM! | #NUM!
4.56 | 0.38 | -0.046667 | #NUM! | #NUM! | #NUM! | #NUM! | #NUM! | #NUM! | 0.01 | 1.4859 | 0.01 | #NUM! | #NUM! | 0.00015473 | #NUM! | #NUM! | #NUM!
4.572 | 0.381 | -0.047667 | #NUM! | #NUM! | #NUM! | #NUM! | #NUM! | #NUM! | 0.01 | 1.4859 | 0.01 | #NUM! | #NUM! | 0.00015473 | #NUM! | #NUM! | #NUM!
4.584 | 0.382 | -0.048667 | #NUM! | #NUM! | #NUM! | #NUM! | #NUM! | #NUM! | 0.01 | 1.4859 | 0.01 | #NUM! | #NUM! | 0.00015473 | #NUM! | #NUM! | #NUM!
4.596 | 0.383 | -0.049667 | #NUM! | #NUM! | #NUM! | #NUM! | #NUM! | #NUM! | 0.01 | 1.4859 | 0.01 | #NUM! | #NUM! | 0.00015473 | #NUM! | #NUM! | #NUM!
4.608 | 0.384 | -0.050667 | #NUM! | #NUM! | #NUM! | #NUM! | #NUM! | #NUM! | 0.01 | 1.4859 | 0.01 | #NUM! | #NUM! | 0.00015473 | #NUM! | #NUM! | #NUM!
4.62 | 0.385 | -0.051667 | #NUM! | #NUM! | #NUM! | #NUM! | #NUM! | #NUM! | 0.01 | 1.4859 | 0.01 | #NUM! | #NUM! | 0.00015473 | #NUM! | #NUM! | #NUM!
4.632 | 0.386 | -0.052667 | #NUM! | #NUM! | #NUM! | #NUM! | #NUM! | #NUM! | 0.01 | 1.4859 | 0.01 | #NUM! | #NUM! | 0.00015473 | #NUM! | #NUM! | #NUM!
4.644 | 0.387 | -0.053667 | #NUM! | #NUM! | #NUM! | #NUM! | #NUM! | #NUM! | 0.01 | 1.4859 | 0.01 | #NUM! | #NUM! | 0.00015473 | #NUM! | #NUM! | #NUM!
4.656 | 0.388 | -0.054667 | #NUM! | #NUM! | #NUM! | #NUM! | #NUM! | #NUM! | 0.01 | 1.4859 | 0.01 | #NUM! | #NUM! | 0.00015473 | #NUM! | #NUM! | #NUM!
4.668 | 0.389 | -0.055667 | #NUM! | #NUM! | #NUM! | #NUM! | #NUM! | #NUM! | 0.01 | 1.4859 | 0.01 | #NUM! | #NUM! | 0.00015473 | #NUM! | #NUM! | #NUM!
4.68 | 0.39 | -0.056667 | #NUM! | #NUM! | #NUM! | #NUM! | #NUM! | #NUM! | 0.01 | 1.4859 | 0.01 | #NUM! | #NUM! | 0.00015473 | #NUM! | #NUM! | #NUM!
4.692 | 0.391 | -0.057667 | #NUM! | #NUM! | #NUM! | #NUM! | #NUM! | #NUM! | 0.01 | 1.4859 | 0.01 | #NUM! | #NUM! | 0.00015473 | #NUM! | #NUM! | #NUM!
4.704 | 0.392 | -0.058667 | #NUM! | #NUM! | #NUM! | #NUM! | #NUM! | #NUM! | 0.01 | 1.4859 | 0.01 | #NUM! | #NUM! | 0.00015473 | #NUM! | #NUM! | #NUM!
4.716 | 0.393 | -0.059667 | #NUM! | #NUM! | #NUM! | #NUM! | #NUM! | #NUM! | 0.01 | 1.4859 | 0.01 | #NUM! | #NUM! | 0.00015473 | #NUM! | #NUM! | #NUM!
4.728 | 0.394 | -0.060667 | #NUM! | #NUM! | #NUM! | #NUM! | #NUM! | #NUM! | 0.01 | 1.4859 | 0.01 | #NUM! | #NUM! | 0.00015473 | #NUM! | #NUM! | #NUM!
4.74 | 0.395 | -0.061667 | #NUM! | #NUM! | #NUM! | #NUM! | #NUM! | #NUM! | 0.01 | 1.4859 | 0.01 | #NUM! | #NUM! | 0.00015473 | #NUM! | #NUM! | #NUM!
4.752 | 0.396 | -0.062667 | #NUM! | #NUM! | #NUM! | #NUM! | #NUM! | #NUM! | 0.01 | 1.4859 | 0.01 | #NUM! | #NUM! | 0.00015473 | #NUM! | #NUM! | #NUM!
4.764 | 0.397 | -0.063667 | #NUM! | #NUM! | #NUM! | #NUM! | #NUM! | #NUM! | 0.01 | 1.4859 | 0.01 | #NUM! | #NUM! | 0.00015473 | #NUM! | #NUM! | #NUM!
4.776 | 0.398 | -0.064667 | #NUM! | #NUM! | #NUM! | #NUM! | #NUM! | #NUM! | 0.01 | 1.4859 | 0.01 | #NUM! | #NUM! | 0.00015473 | #NUM! | #NUM! | #NUM!
4.788 | 0.399 | -0.065667 | #NUM! | #NUM! | #NUM! | #NUM! | #NUM! | #NUM! | 0.01 | 1.4859 | 0.01 | #NUM! | #NUM! | 0.00015473 | #NUM! | #NUM! | #NUM!
4.8 | 0.4 | -0.066667 | #NUM! | #NUM! | #NUM! | #NUM! | #NUM! | #NUM! | 0.01 | 1.4859 | 0.01 | #NUM! | #NUM! | 0.00015473 | #NUM! | #NUM! | #NUM!
4.812 | 0.401 | -0.067667 | #NUM! | #NUM! | #NUM! | #NUM! | #NUM! | #NUM! | 0.01 | 1.4859 | 0.01 | #NUM! | #NUM! | 0.00015473 | #NUM! | #NUM! | #NUM!
4.824 | 0.402 | -0.068667 | #NUM! | #NUM! | #NUM! | #NUM! | #NUM! | #NUM! | 0.01 | 1.4859 | 0.01 | #NUM! | #NUM! | 0.00015473 | #NUM! | #NUM! | #NUM!
4.836 | 0.403 | -0.069667 | #NUM! | #NUM! | #NUM! | #NUM! | #NUM! | #NUM! | 0.01 | 1.4859 | 0.01 | #NUM! | #NUM! | 0.00015473 | #NUM! | #NUM! | #NUM!
4.848 | 0.404 | -0.070667 | #NUM! | #NUM! | #NUM! | #NUM! | #NUM! | #NUM! | 0.01 | 1.4859 | 0.01 | #NUM! | #NUM! | 0.00015473 | #NUM! | #NUM! | #NUM!
4.86 | 0.405 | -0.071667 | #NUM! | #NUM! | #NUM! | #NUM! | #NUM! | #NUM! | 0.01 | 1.4859 | 0.01 | #NUM! | #NUM! | 0.00015473 | #NUM! | #NUM! | #NUM!
4.872 | 0.406 | -0.072667 | #NUM! | #NUM! | #NUM! | #NUM! | #NUM! | #NUM! | 0.01 | 1.4859 | 0.01 | #NUM! | #NUM! | 0.00015473 | #NUM! | #NUM! | #NUM!
4.884 | 0.407 | -0.073667 | #NUM! | #NUM! | #NUM! | #NUM! | #NUM! | #NUM! | 0.01 | 1.4859 | 0.01 | #NUM! | #NUM! | 0.00015473 | #NUM! | #NUM! | #NUM!
4.896 | 0.408 | -0.074667 | #NUM! | #NUM! | #NUM! | #NUM! | #NUM! | #NUM! | 0.01 | 1.4859 | 0.01 | #NUM! | #NUM! | 0.00015473 | #NUM! | #NUM! | #NUM!
4.908 | 0.409 | -0.075667 | #NUM! | #NUM! | #NUM! | #NUM! | #NUM! | #NUM! | 0.01 | 1.4859 | 0.01 | #NUM! | #NUM! | 0.00015473 | #NUM! | #NUM! | #NUM!
4.92 | 0.41 | -0.076667 | #NUM! | #NUM! | #NUM! | #NUM! | #NUM! | #NUM! | 0.01 | 1.4859 | 0.01 | #NUM! | #NUM! | 0.00015473 | #NUM! | #NUM! | #NUM!
4.932 | 0.411 | -0.077667 | #NUM! | #NUM! | #NUM! | #NUM! | #NUM! | #NUM! | 0.01 | 1.4859 | 0.01 | #NUM! | #NUM! | 0.00015473 | #NUM! | #NUM! | #NUM!
4.944 | 0.412 | -0.078667 | #NUM! | #NUM! | #NUM! | #NUM! | #NUM! | #NUM! | 0.01 | 1.4859 | 0.01 | #NUM! | #NUM! | 0.00015473 | #NUM! | #NUM! | #NUM!
4.956 | 0.413 | -0.079667 | #NUM! | #NUM! | #NUM! | #NUM! | #NUM! | #NUM! | 0.01 | 1.4859 | 0.01 | #NUM! | #NUM! | 0.00015473 | #NUM! | #NUM! | #NUM!
4.968 | 0.414 | -0.080667 | #NUM! | #NUM! | #NUM! | #NUM! | #NUM! | #NUM! | 0.01 | 1.4859 | 0.01 | #NUM! | #NUM! | 0.00015473 | #NUM! | #NUM! | #NUM!
4.98 | 0.415 | -0.081667 | #NUM! | #NUM! | #NUM! | #NUM! | #NUM! | #NUM! | 0.01 | 1.4859 | 0.01 | #NUM! | #NUM! | 0.00015473 | #NUM! | #NUM! | #NUM!
4.992 | 0.416 | -0.082667 | #NUM! | #NUM! | #NUM! | #NUM! | #NUM! | #NUM! | 0.01 | 1.4859 | 0.01 | #NUM! | #NUM! | 0.00015473 | #NUM! | #NUM! | #NUM!
5.004 | 0.417 | -0.083667 | #NUM! | #NUM! | #NUM! | #NUM! | #NUM! | #NUM! | 0.01 | 1.4859 | 0.01 | #NUM! | #NUM! | 0.00015473 | #NUM! | #NUM! | #NUM!
5.016 | 0.418 | -0.084667 | #NUM! | #NUM! | #NUM! | #NUM! | #NUM! | #NUM! | 0.01 | 1.4859 | 0.01 | #NUM! | #NUM! | 0.00015473 | #NUM! | #NUM! | #NUM!
5.028 | 0.419 | -0.085667 | #NUM! | #NUM! | #NUM! | #NUM! | #NUM! | #NUM! | 0.01 | 1.4859 | 0.01 | #NUM! | #NUM! | 0.00015473 | #NUM! | #NUM! | #NUM!
5.04 | 0.42 | -0.086667 | #NUM! | #NUM! | #NUM! | #NUM! | #NUM! | #NUM! | 0.01 | 1.4859 | 0.01 | #NUM! | #NUM! | 0.00015473 | #NUM! | #NUM! | #NUM!
5.052 | 0.421 | -0.087667 | #NUM! | #NUM! | #NUM! | #NUM! | #NUM! | #NUM! | 0.01 | 1.4859 | 0.01 | #NUM! | #NUM! | 0.00015473 | #NUM! | #NUM! | #NUM!
5.064 | 0.422 | -0.088667 | #NUM! | #NUM! | #NUM! | #NUM! | #NUM! | #NUM! | 0.01 | 1.4859 | 0.01 | #NUM! | #NUM! | 0.00015473 | #NUM! | #NUM! | #NUM!
5.076 | 0.423 | -0.089667 | #NUM! | #NUM! | #NUM! | #NUM! | #NUM! | #NUM! | 0.01 | 1.4859 | 0.01 | #NUM! | #NUM! | 0.00015473 | #NUM! | #NUM! | #NUM!
5.088 | 0.424 | -0.090667 | #NUM! | #NUM! | #NUM! | #NUM! | #NUM! | #NUM! | 0.01 | 1.4859 | 0.01 | #NUM! | #NUM! | 0.00015473 | #NUM! | #NUM! | #NUM!
5.1 | 0.425 | -0.091667 | #NUM! | #NUM! | #NUM! | #NUM! | #NUM! | #NUM! | 0.01 | 1.4859 | 0.01 | #NUM! | #NUM! | 0.00015473 | #NUM! | #NUM! | #NUM!
5.112 | 0.426 | -0.092667 | #NUM! | #NUM! | #NUM! | #NUM! | #NUM! | #NUM! | 0.01 | 1.4859 | 0.01 | #NUM! | #NUM! | 0.00015473 | #NUM! | #NUM! | #NUM!
5.124 | 0.427 | -0.093667 | #NUM! | #NUM! | #NUM! | #NUM! | #NUM! | #NUM! | 0.01 | 1.4859 | 0.01 | #NUM! | #NUM! | 0.00015473 | #NUM! | #NUM! | #NUM!
5.136 | 0.428 | -0.094667 | #NUM! | #NUM! | #NUM! | #NUM! | #NUM! | #NUM! | 0.01 | 1.4859 | 0.01 | #NUM! | #NUM! | 0.00015473 | #NUM! | #NUM! | #NUM!
5.148 | 0.429 | -0.095667 | #NUM! | #NUM! | #NUM! | #NUM! | #NUM! | #NUM! | 0.01 | 1.4859 | 0.01 | #NUM! | #NUM! | 0.00015473 | #NUM! | #NUM! | #NUM!
5.16 | 0.43 | -0.096667 | #NUM! | #NUM! | #NUM! | #NUM! | #NUM! | #NUM! | 0.01 | 1.4859 | 0.01 | #NUM! | #NUM! | 0.00015473 | #NUM! | #NUM! | #NUM!
5.172 | 0.431 | -0.097667 | #NUM! | #NUM! | #NUM! | #NUM! | #NUM! | #NUM! | 0.01 | 1.4859 | 0.01 | #NUM! | #NUM! | 0.00015473 | #NUM! | #NUM! | #NUM!
5.184 | 0.432 | -0.098667 | #NUM! | #NUM! | #NUM! | #NUM! | #NUM! | #NUM! | 0.01 | 1.4859 | 0.01 | #NUM! | #NUM! | 0.00015473 | #NUM! | #NUM! | #NUM!
5.196 | 0.433 | -0.099667 | #NUM! | #NUM! | #NUM! | #NUM! | #NUM! | #NUM! | 0.01 | 1.4859 | 0.01 | #NUM! | #NUM! | 0.00015473 | #NUM! | #NUM! | #NUM!
5.208 | 0.434 | -0.10067 | #NUM! | #NUM! | #NUM! | #NUM! | #NUM! | #NUM! | 0.01 | 1.4859 | 0.01 | #NUM! | #NUM! | 0.00015473 | #NUM! | #NUM! | #NUM!
5.22 | 0.435 | -0.10167 | #NUM! | #NUM! | #NUM! | #NUM! | #NUM! | #NUM! | 0.01 | 1.4859 | 0.01 | #NUM! | #NUM! | 0.00015473 | #NUM! | #NUM! | #NUM!
5.232 | 0.436 | -0.10267 | #NUM! | #NUM! | #NUM! | #NUM! | #NUM! | #NUM! | 0.01 | 1.4859 | 0.01 | #NUM! | #NUM! | 0.00015473 | #NUM! | #NUM! | #NUM!
5.244 | 0.437 | -0.10367 | #NUM! | #NUM! | #NUM! | #NUM! | #NUM! | #NUM! | 0.01 | 1.4859 | 0.01 | #NUM! | #NUM! | 0.00015473 | #NUM! | #NUM! | #NUM!
5.256 | 0.438 | -0.10467 | #NUM! | #NUM! | #NUM! | #NUM! | #NUM! | #NUM! | 0.01 | 1.4859 | 0.01 | #NUM! | #NUM! | 0.00015473 | #NUM! | #NUM! | #NUM!
5.268 | 0.439 | -0.10567 | #NUM! | #NUM! | #NUM! | #NUM! | #NUM! | #NUM! | 0.01 | 1.4859 | 0.01 | #NUM! | #NUM! | 0.00015473 | #NUM! | #NUM! | #NUM!
5.28 | 0.44 | -0.10667 | #NUM! | #NUM! | #NUM! | #NUM! | #NUM! | #NUM! | 0.01 | 1.4859 | 0.01 | #NUM! | #NUM! | 0.00015473 | #NUM! | #NUM! | #NUM!
5.292 | 0.441 | -0.10767 | #NUM! | #NUM! | #NUM! | #NUM! | #NUM! | #NUM! | 0.01 | 1.4859 | 0.01 | #NUM! | #NUM! | 0.00015473 | #NUM! | #NUM! | #NUM!
5.304 | 0.442 | -0.10867 | #NUM! | #NUM! | #NUM! | #NUM! | #NUM! | #NUM! | 0.01 | 1.4859 | 0.01 | #NUM! | #NUM! | 0.00015473 | #NUM! | #NUM! | #NUM!
5.316 | 0.443 | -0.10967 | #NUM! | #NUM! | #NUM! | #NUM! | #NUM! | #NUM! | 0.01 | 1.4859 | 0.01 | #NUM! | #NUM! | 0.00015473 | #NUM! | #NUM! | #NUM!
5.328 | 0.444 | -0.11067 | #NUM! | #NUM! | #NUM! | #NUM! | #NUM! | #NUM! | 0.01 | 1.4859 | 0.01 | #NUM! | #NUM! | 0.00015473 | #NUM! | #NUM! | #NUM!
5.34 | 0.445 | -0.11167 | #NUM! | #NUM! | #NUM! | #NUM! | #NUM! | #NUM! | 0.01 | 1.4859 | 0.01 | #NUM! | #NUM! | 0.00015473 | #NUM! | #NUM! | #NUM!
5.352 | 0.446 | -0.11267 | #NUM! | #NUM! | #NUM! | #NUM! | #NUM! | #NUM! | 0.01 | 1.4859 | 0.01 | #NUM! | #NUM! | 0.00015473 | #NUM! | #NUM! | #NUM!
5.364 | 0.447 | -0.11367 | #NUM! | #NUM! | #NUM! | #NUM! | #NUM! | #NUM! | 0.01 | 1.4859 | 0.01 | #NUM! | #NUM! | 0.00015473 | #NUM! | #NUM! | #NUM!
5.376 | 0.448 | -0.11467 | #NUM! | #NUM! | #NUM! | #NUM! | #NUM! | #NUM! | 0.01 | 1.4859 | 0.01 | #NUM! | #NUM! | 0.00015473 | #NUM! | #NUM! | #NUM!
5.388 | 0.449 | -0.11567 | #NUM! | #NUM! | #NUM! | #NUM! | #NUM! | #NUM! | 0.01 | 1.4859 | 0.01 | #NUM! | #NUM! | 0.00015473 | #NUM! | #NUM! | #NUM!
5.4 | 0.45 | -0.11667 | #NUM! | #NUM! | #NUM! | #NUM! | #NUM! | #NUM! | 0.01 | 1.4859 | 0.01 | #NUM! | #NUM! | 0.00015473 | #NUM! | #NUM! | #NUM!
5.412 | 0.451 | -0.11767 | #NUM! | #NUM! | #NUM! | #NUM! | #NUM! | #NUM! | 0.01 | 1.4859 | 0.01 | #NUM! | #NUM! | 0.00015473 | #NUM! | #NUM! | #NUM!
5.424 | 0.452 | -0.11867 | #NUM! | #NUM! | #NUM! | #NUM! | #NUM! | #NUM! | 0.01 | 1.4859 | 0.01 | #NUM! | #NUM! | 0.00015473 | #NUM! | #NUM! | #NUM!
5.436 | 0.453 | -0.11967 | #NUM! | #NUM! | #NUM! | #NUM! | #NUM! | #NUM! | 0.01 | 1.4859 | 0.01 | #NUM! | #NUM! | 0.00015473 | #NUM! | #NUM! | #NUM!
5.448 | 0.454 | -0.12067 | #NUM! | #NUM! | #NUM! | #NUM! | #NUM! | #NUM! | 0.01 | 1.4859 | 0.01 | #NUM! | #NUM! | 0.00015473 | #NUM! | #NUM! | #NUM!
5.46 | 0.455 | -0.12167 | #NUM! | #NUM! | #NUM! | #NUM! | #NUM! | #NUM! | 0.01 | 1.4859 | 0.01 | #NUM! | #NUM! | 0.00015473 | #NUM! | #NUM! | #NUM!
5.472 | 0.456 | -0.12267 | #NUM! | #NUM! | #NUM! | #NUM! | #NUM! | #NUM! | 0.01 | 1.4859 | 0.01 | #NUM! | #NUM! | 0.00015473 | #NUM! | #NUM! | #NUM!
5.484 | 0.457 | -0.12367 | #NUM! | #NUM! | #NUM! | #NUM! | #NUM! | #NUM! | 0.01 | 1.4859 | 0.01 | #NUM! | #NUM! | 0.00015473 | #NUM! | #NUM! | #NUM!
5.496 | 0.458 | -0.12467 | #NUM! | #NUM! | #NUM! | #NUM! | #NUM! | #NUM! | 0.01 | 1.4859 | 0.01 | #NUM! | #NUM! | 0.00015473 | #NUM! | #NUM! | #NUM!
5.508 | 0.459 | -0.12567 | #NUM! | #NUM! | #NUM! | #NUM! | #NUM! | #NUM! | 0.01 | 1.4859 | 0.01 | #NUM! | #NUM! | 0.00015473 | #NUM! | #NUM! | #NUM!
5.52 | 0.46 | -0.12667 | #NUM! | #NUM! | #NUM! | #NUM! | #NUM! | #NUM! | 0.01 | 1.4859 | 0.01 | #NUM! | #NUM! | 0.00015473 | #NUM! | #NUM! | #NUM!
5.532 | 0.461 | -0.12767 | #NUM! | #NUM! | #NUM! | #NUM! | #NUM! | #NUM! | 0.01 | 1.4859 | 0.01 | #NUM! | #NUM! | 0.00015473 | #NUM! | #NUM! | #NUM!
5.544 | 0.462 | -0.12867 | #NUM! | #NUM! | #NUM! | #NUM! | #NUM! | #NUM! | 0.01 | 1.4859 | 0.01 | #NUM! | #NUM! | 0.00015473 | #NUM! | #NUM! | #NUM!
5.556 | 0.463 | -0.12967 | #NUM! | #NUM! | #NUM! | #NUM! | #NUM! | #NUM! | 0.01 | 1.4859 | 0.01 | #NUM! | #NUM! | 0.00015473 | #NUM! | #NUM! | #NUM!
5.568 | 0.464 | -0.13067 | #NUM! | #NUM! | #NUM! | #NUM! | #NUM! | #NUM! | 0.01 | 1.4859 | 0.01 | #NUM! | #NUM! | 0.00015473 | #NUM! | #NUM! | #NUM!
5.58 | 0.465 | -0.13167 | #NUM! | #NUM! | #NUM! | #NUM! | #NUM! | #NUM! | 0.01 | 1.4859 | 0.01 | #NUM! | #NUM! | 0.00015473 | #NUM! | #NUM! | #NUM!
5.592 | 0.466 | -0.13267 | #NUM! | #NUM! | #NUM! | #NUM! | #NUM! | #NUM! | 0.01 | 1.4859 | 0.01 | #NUM! | #NUM! | 0.00015473 | #NUM! | #NUM! | #NUM!
5.604 | 0.467 | -0.13367 | #NUM! | #NUM! | #NUM! | #NUM! | #NUM! | #NUM! | 0.01 | 1.4859 | 0.01 | #NUM! | #NUM! | 0.00015473 | #NUM! | #NUM! | #NUM!
5.616 | 0.468 | -0.13467 | #NUM! | #NUM! | #NUM! | #NUM! | #NUM! | #NUM! | 0.01 | 1.4859 | 0.01 | #NUM! | #NUM! | 0.00015473 | #NUM! | #NUM! | #NUM!
5.628 | 0.469 | -0.13567 | #NUM! | #NUM! | #NUM! | #NUM! | #NUM! | #NUM! | 0.01 | 1.4859 | 0.01 | #NUM! | #NUM! | 0.00015473 | #NUM! | #NUM! | #NUM!
5.64 | 0.47 | -0.13667 | #NUM! | #NUM! | #NUM! | #NUM! | #NUM! | #NUM! | 0.01 | 1.4859 | 0.01 | #NUM! | #NUM! | 0.00015473 | #NUM! | #NUM! | #NUM!
5.652 | 0.471 | -0.13767 | #NUM! | #NUM! | #NUM! | #NUM! | #NUM! | #NUM! | 0.01 | 1.4859 | 0.01 | #NUM! | #NUM! | 0.00015473 | #NUM! | #NUM! | #NUM!
5.664 | 0.472 | -0.13867 | #NUM! | #NUM! | #NUM! | #NUM! | #NUM! | #NUM! | 0.01 | 1.4859 | 0.01 | #NUM! | #NUM! | 0.00015473 | #NUM! | #NUM! | #NUM!
5.676 | 0.473 | -0.13967 | #NUM! | #NUM! | #NUM! | #NUM! | #NUM! | #NUM! | 0.01 | 1.4859 | 0.01 | #NUM! | #NUM! | 0.00015473 | #NUM! | #NUM! | #NUM!
5.688 | 0.474 | -0.14067 | #NUM! | #NUM! | #NUM! | #NUM! | #NUM! | #NUM! | 0.01 | 1.4859 | 0.01 | #NUM! | #NUM! | 0.00015473 | #NUM! | #NUM! | #NUM!
5.7 | 0.475 | -0.14167 | #NUM! | #NUM! | #NUM! | #NUM! | #NUM! | #NUM! | 0.01 | 1.4859 | 0.01 | #NUM! | #NUM! | 0.00015473 | #NUM! | #NUM! | #NUM!
5.712 | 0.476 | -0.14267 | #NUM! | #NUM! | #NUM! | #NUM! | #NUM! | #NUM! | 0.01 | 1.4859 | 0.01 | #NUM! | #NUM! | 0.00015473 | #NUM! | #NUM! | #NUM!
5.724 | 0.477 | -0.14367 | #NUM! | #NUM! | #NUM! | #NUM! | #NUM! | #NUM! | 0.01 | 1.4859 | 0.01 | #NUM! | #NUM! | 0.00015473 | #NUM! | #NUM! | #NUM!
5.736 | 0.478 | -0.14467 | #NUM! | #NUM! | #NUM! | #NUM! | #NUM! | #NUM! | 0.01 | 1.4859 | 0.01 | #NUM! | #NUM! | 0.00015473 | #NUM! | #NUM! | #NUM!
5.748 | 0.479 | -0.14567 | #NUM! | #NUM! | #NUM! | #NUM! | #NUM! | #NUM! | 0.01 | 1.4859 | 0.01 | #NUM! | #NUM! | 0.00015473 | #NUM! | #NUM! | #NUM!
5.76 | 0.48 | -0.14667 | #NUM! | #NUM! | #NUM! | #NUM! | #NUM! | #NUM! | 0.01 | 1.4859 | 0.01 | #NUM! | #NUM! | 0.00015473 | #NUM! | #NUM! | #NUM!
5.772 | 0.481 | -0.14767 | #NUM! | #NUM! | #NUM! | #NUM! | #NUM! | #NUM! | 0.01 | 1.4859 | 0.01 | #NUM! | #NUM! | 0.00015473 | #NUM! | #NUM! | #NUM!
5.784 | 0.482 | -0.14867 | #NUM! | #NUM! | #NUM! | #NUM! | #NUM! | #NUM! | 0.01 | 1.4859 | 0.01 | #NUM! | #NUM! | 0.00015473 | #NUM! | #NUM! | #NUM!
5.796 | 0.483 | -0.14967 | #NUM! | #NUM! | #NUM! | #NUM! | #NUM! | #NUM! | 0.01 | 1.4859 | 0.01 | #NUM! | #NUM! | 0.00015473 | #NUM! | #NUM! | #NUM!
5.808 | 0.484 | -0.15067 | #NUM! | #NUM! | #NUM! | #NUM! | #NUM! | #NUM! | 0.01 | 1.4859 | 0.01 | #NUM! | #NUM! | 0.00015473 | #NUM! | #NUM! | #NUM!
5.82 | 0.485 | -0.15167 | #NUM! | #NUM! | #NUM! | #NUM! | #NUM! | #NUM! | 0.01 | 1.4859 | 0.01 | #NUM! | #NUM! | 0.00015473 | #NUM! | #NUM! | #NUM!
5.832 | 0.486 | -0.15267 | #NUM! | #NUM! | #NUM! | #NUM! | #NUM! | #NUM! | 0.01 | 1.4859 | 0.01 | #NUM! | #NUM! | 0.00015473 | #NUM! | #NUM! | #NUM!
5.844 | 0.487 | -0.15367 | #NUM! | #NUM! | #NUM! | #NUM! | #NUM! | #NUM! | 0.01 | 1.4859 | 0.01 | #NUM! | #NUM! | 0.00015473 | #NUM! | #NUM! | #NUM!
5.856 | 0.488 | -0.15467 | #NUM! | #NUM! | #NUM! | #NUM! | #NUM! | #NUM! | 0.01 | 1.4859 | 0.01 | #NUM! | #NUM! | 0.00015473 | #NUM! | #NUM! | #NUM!
5.868 | 0.489 | -0.15567 | #NUM! | #NUM! | #NUM! | #NUM! | #NUM! | #NUM! | 0.01 | 1.4859 | 0.01 | #NUM! | #NUM! | 0.00015473 | #NUM! | #NUM! | #NUM!
5.88 | 0.49 | -0.15667 | #NUM! | #NUM! | #NUM! | #NUM! | #NUM! | #NUM! | 0.01 | 1.4859 | 0.01 | #NUM! | #NUM! | 0.00015473 | #NUM! | #NUM! | #NUM!
5.892 | 0.491 | -0.15767 | #NUM! | #NUM! | #NUM! | #NUM! | #NUM! | #NUM! | 0.01 | 1.4859 | 0.01 | #NUM! | #NUM! | 0.00015473 | #NUM! | #NUM! | #NUM!
5.904 | 0.492 | -0.15867 | #NUM! | #NUM! | #NUM! | #NUM! | #NUM! | #NUM! | 0.01 | 1.4859 | 0.01 | #NUM! | #NUM! | 0.00015473 | #NUM! | #NUM! | #NUM!
5.916 | 0.493 | -0.15967 | #NUM! | #NUM! | #NUM! | #NUM! | #NUM! | #NUM! | 0.01 | 1.4859 | 0.01 | #NUM! | #NUM! | 0.00015473 | #NUM! | #NUM! | #NUM!
5.928 | 0.494 | -0.16067 | #NUM! | #NUM! | #NUM! | #NUM! | #NUM! | #NUM! | 0.01 | 1.4859 | 0.01 | #NUM! | #NUM! | 0.00015473 | #NUM! | #NUM! | #NUM!
5.94 | 0.495 | -0.16167 | #NUM! | #NUM! | #NUM! | #NUM! | #NUM! | #NUM! | 0.01 | 1.4859 | 0.01 | #NUM! | #NUM! | 0.00015473 | #NUM! | #NUM! | #NUM!
5.952 | 0.496 | -0.16267 | #NUM! | #NUM! | #NUM! | #NUM! | #NUM! | #NUM! | 0.01 | 1.4859 | 0.01 | #NUM! | #NUM! | 0.00015473 | #NUM! | #NUM! | #NUM!
5.964 | 0.497 | -0.16367 | #NUM! | #NUM! | #NUM! | #NUM! | #NUM! | #NUM! | 0.01 | 1.4859 | 0.01 | #NUM! | #NUM! | 0.00015473 | #NUM! | #NUM! | #NUM!
5.976 | 0.498 | -0.16467 | #NUM! | #NUM! | #NUM! | #NUM! | #NUM! | #NUM! | 0.01 | 1.4859 | 0.01 | #NUM! | #NUM! | 0.00015473 | #NUM! | #NUM! | #NUM!
5.988 | 0.499 | -0.16567 | #NUM! | #NUM! | #NUM! | #NUM! | #NUM! | #NUM! | 0.01 | 1.4859 | 0.01 | #NUM! | #NUM! | 0.00015473 | #NUM! | #NUM! | #NUM!

## Flow in flat FAD
Form a Drain Flow Depth Calculator | [9 empty] | Water Depth At Upper End Of Each Segment
Estimate Using Newton Raphson Numerical Method for Standard Step Solution | [9 empty] | Used to create graph on Data Entry page
[10 empty] | Location x | Water Depth | Water Depth
Parameter | Symbol | Units | Value | Source or formula | [5 empty] | (ft) | (ft) | (in)
Water depth, head of outlet pipe | d | ft | 0.007 | from outlet pipe sheet | [5 empty] | 0 | 0.015333 | 0.184
Water depth at dwnstrm end of FAD | y1 | ft | 0.015333 | d + difference in invert elevations at joint (from data entry) | [5 empty] | 1 | 0.015388 | 0.18465
Velocity at dwnstrm end of FAD | V1 | ft/s | 0.060427 | flow rate divided by area (Q/y1/w) | [5 empty] | 2 | 0.015442 | 0.1853
Velocity head at dwnstrm end of FAD | hv1 | ft | 5.6699e-05 | (V1^2)/2g | [5 empty] | 3 | 0.015495 | 0.18594
Total head at dwnstrm end of FAD | H1 | ft | 0.01539 | y1+hv1 | [5 empty] | 4 | 0.015547 | 0.18657
Hydraulic radius at dwnstrm end of FAD | R1 | ft | 0.012954 | Flow area / wetted perim. = A1/Pw1 = y1*w/(w+2*y1) | [5 empty] | 5 | 0.015599 | 0.18719
Friction slope at dwnstrm end of FAD | Sf1 | ft/ft | 5.4279e-05 | (n^2)*(V1^2)/(k^2*R1^1.333) | [5 empty] | 6 | 0.015651 | 0.18781
Overall length of FAD | X2-X1 | ft | 100 | from data entry sheet | [5 empty] | 7 | 0.015702 | 0.18842
Seepage flow rate | Q | ft^3/sec | 0.00015473 | from outlet pipe sheet | [5 empty] | 8 | 0.015752 | 0.18903
Manning's conversion factor | k | (ft^1/3) / sec | 1.4859 | reference | [5 empty] | 9 | 0.015802 | 0.18963
Manning's number in FAD | n | dimensionless | 0.01 | from data entry sheet, value for PVC | [5 empty] | 10 | 0.015852 | 0.19022
gravitational constant | g | ft/sec^2 | 32.2 | reference | [5 empty] | 11 | 0.015901 | 0.19081
Width of FAD | w | ft | 0.167 | equals 2 inches | [5 empty] | 12 | 0.015949 | 0.19139
[10 empty] | 13 | 0.015998 | 0.19197
Iterative solution to water depth at upstream end of FAD | [9 empty] | 14 | 0.016045 | 0.19254
FAD run is divided into 100 segments of equal length | [9 empty] | 15 | 0.016092 | 0.19311
Pink highlighting below is initial guess at max flow depth, set at 3 x flow depth at end of FAD. | [9 empty] | 16 | 0.016139 | 0.19367
[10 empty] | 17 | 0.016186 | 0.19423
Segment number | 1 | Length | 1 | feet | [5 empty] | 18 | 0.016231 | 0.19478
Est. water depth at upper end of segment | velocity | velocity head | total head | Hydraulic Radius | Friction slope | Friction slope | Friction head | Total head | Total head | 19 | 0.016277 | 0.19532
y2 | V2 | hv2 | H2 | R2 | Sf2 | Sf1 | hf2 | H1 | H2* | 20 | 0.016322 | 0.19587
(ft) | (ft/s) | (ft) | (ft) | (ft) | (ft/ft) | (ft/ft) | (ft) | (ft) | (ft) | 21 | 0.016367 | 0.1964
0.046 | 0.020142 | 6.2999e-06 | 0.046006 | 0.02966 | 1.9991e-06 | 5.4279e-05 | 2.8139e-05 | 0.01539 | 0.015418 | 22 | 0.016411 | 0.19693
0.030706 | 0.030175 | 1.4139e-05 | 0.03072 | 0.02245 | 6.5033e-06 | 5.4279e-05 | 3.0391e-05 | 0.01539 | 0.01542 | 23 | 0.016455 | 0.19746
0.023056 | 0.040187 | 2.5077e-05 | 0.023081 | 0.018067 | 1.5408e-05 | 5.4279e-05 | 3.4843e-05 | 0.01539 | 0.015425 | 24 | 0.016499 | 0.19799
0.019228 | 0.048188 | 3.6057e-05 | 0.019264 | 0.015629 | 2.6877e-05 | 5.4279e-05 | 4.0578e-05 | 0.01539 | 0.015431 | 25 | 0.016542 | 0.19851
0.017311 | 0.053523 | 4.4483e-05 | 0.017356 | 0.014339 | 3.7194e-05 | 5.4279e-05 | 4.5737e-05 | 0.01539 | 0.015436 | 26 | 0.016585 | 0.19902
0.016351 | 0.056665 | 4.9859e-05 | 0.016401 | 0.013674 | 4.4414e-05 | 5.4279e-05 | 4.9346e-05 | 0.01539 | 0.015439 | 27 | 0.016628 | 0.19953
0.01587 | 0.058382 | 5.2927e-05 | 0.015923 | 0.013336 | 4.8745e-05 | 5.4279e-05 | 5.1512e-05 | 0.01539 | 0.015442 | 28 | 0.01667 | 0.20004
0.01563 | 0.059282 | 5.4571e-05 | 0.015684 | 0.013165 | 5.1129e-05 | 5.4279e-05 | 5.2704e-05 | 0.01539 | 0.015443 | 29 | 0.016712 | 0.20054
0.015509 | 0.059743 | 5.5423e-05 | 0.015564 | 0.01308 | 5.2382e-05 | 5.4279e-05 | 5.333e-05 | 0.01539 | 0.015443 | 30 | 0.016753 | 0.20104
0.015448 | 0.059977 | 5.5858e-05 | 0.015504 | 0.013036 | 5.3025e-05 | 5.4279e-05 | 5.3652e-05 | 0.01539 | 0.015444 | 31 | 0.016795 | 0.20153
0.015418 | 0.060095 | 5.6077e-05 | 0.015474 | 0.013015 | 5.3351e-05 | 5.4279e-05 | 5.3815e-05 | 0.01539 | 0.015444 | 32 | 0.016836 | 0.20203
0.015403 | 0.060154 | 5.6188e-05 | 0.015459 | 0.013004 | 5.3516e-05 | 5.4279e-05 | 5.3897e-05 | 0.01539 | 0.015444 | 33 | 0.016876 | 0.20251
0.015395 | 0.060184 | 5.6243e-05 | 0.015452 | 0.012999 | 5.3598e-05 | 5.4279e-05 | 5.3938e-05 | 0.01539 | 0.015444 | 34 | 0.016916 | 0.203
0.015392 | 0.060199 | 5.6271e-05 | 0.015448 | 0.012996 | 5.364e-05 | 5.4279e-05 | 5.3959e-05 | 0.01539 | 0.015444 | 35 | 0.016957 | 0.20348
0.01539 | 0.060206 | 5.6285e-05 | 0.015446 | 0.012995 | 5.366e-05 | 5.4279e-05 | 5.397e-05 | 0.01539 | 0.015444 | 36 | 0.016996 | 0.20395
0.015389 | 0.06021 | 5.6292e-05 | 0.015445 | 0.012994 | 5.3671e-05 | 5.4279e-05 | 5.3975e-05 | 0.01539 | 0.015444 | 37 | 0.017036 | 0.20443
0.015388 | 0.060212 | 5.6296e-05 | 0.015444 | 0.012994 | 5.3676e-05 | 5.4279e-05 | 5.3977e-05 | 0.01539 | 0.015444 | 38 | 0.017075 | 0.2049
0.015388 | 0.060213 | 5.6297e-05 | 0.015444 | 0.012993 | 5.3679e-05 | 5.4279e-05 | 5.3979e-05 | 0.01539 | 0.015444 | 39 | 0.017114 | 0.20537
0.015388 | 0.060213 | 5.6298e-05 | 0.015444 | 0.012993 | 5.368e-05 | 5.4279e-05 | 5.3979e-05 | 0.01539 | 0.015444 | 40 | 0.017152 | 0.20583
0.015388 | 0.060213 | 5.6299e-05 | 0.015444 | 0.012993 | 5.3681e-05 | 5.4279e-05 | 5.398e-05 | 0.01539 | 0.015444 | 41 | 0.017191 | 0.20629
0.015388 | 0.060213 | 5.6299e-05 | 0.015444 | 0.012993 | 5.3681e-05 | 5.4279e-05 | 5.398e-05 | 0.01539 | 0.015444 | 42 | 0.017229 | 0.20675
0.015388 | 0.060213 | 5.6299e-05 | 0.015444 | 0.012993 | 5.3681e-05 | 5.4279e-05 | 5.398e-05 | 0.01539 | 0.015444 | 43 | 0.017267 | 0.2072
0.015388 | 0.060214 | 5.6299e-05 | 0.015444 | 0.012993 | 5.3681e-05 | 5.4279e-05 | 5.398e-05 | 0.01539 | 0.015444 | 44 | 0.017304 | 0.20765
[10 empty] | 45 | 0.017341 | 0.2081
Segment number | 2 | Length | 1 | feet | [5 empty] | 46 | 0.017379 | 0.20854
Est. water depth at upper end of segment | velocity | velocity head | total head | Hydraulic Radius | Friction slope | Friction slope | Friction head | Total head | Total head | 47 | 0.017415 | 0.20898
y2 | V2 | hv2 | H2 | R2 | Sf2 | Sf1 | hf2 | H1 | H2* | 48 | 0.017452 | 0.20942
(ft) | (ft/s) | (ft) | (ft) | (ft) | (ft/ft) | (ft/ft) | (ft) | (ft) | (ft) | 49 | 0.017488 | 0.20986
0.046 | 0.020142 | 6.2999e-06 | 0.046006 | 0.02966 | 1.9991e-06 | 5.3681e-05 | 2.784e-05 | 0.015444 | 0.015472 | 50 | 0.017524 | 0.21029
0.030733 | 0.030149 | 1.4114e-05 | 0.030747 | 0.022465 | 6.4865e-06 | 5.3681e-05 | 3.0084e-05 | 0.015444 | 0.015474 | 51 | 0.01756 | 0.21072
0.023096 | 0.040117 | 2.499e-05 | 0.023121 | 0.018092 | 1.5326e-05 | 5.3681e-05 | 3.4504e-05 | 0.015444 | 0.015479 | 52 | 0.017596 | 0.21115
0.019275 | 0.04807 | 3.5881e-05 | 0.019311 | 0.01566 | 2.6675e-05 | 5.3681e-05 | 4.0178e-05 | 0.015444 | 0.015484 | 53 | 0.017631 | 0.21158
0.017362 | 0.053368 | 4.4225e-05 | 0.017406 | 0.014373 | 3.686e-05 | 5.3681e-05 | 4.5271e-05 | 0.015444 | 0.015489 | 54 | 0.017667 | 0.212
0.016403 | 0.056485 | 4.9543e-05 | 0.016453 | 0.01371 | 4.3976e-05 | 5.3681e-05 | 4.8829e-05 | 0.015444 | 0.015493 | 55 | 0.017702 | 0.21242
0.015923 | 0.058188 | 5.2575e-05 | 0.015976 | 0.013373 | 4.8242e-05 | 5.3681e-05 | 5.0961e-05 | 0.015444 | 0.015495 | 56 | 0.017736 | 0.21284
0.015683 | 0.05908 | 5.42e-05 | 0.015737 | 0.013203 | 5.0588e-05 | 5.3681e-05 | 5.2135e-05 | 0.015444 | 0.015496 | 57 | 0.017771 | 0.21325
0.015562 | 0.059538 | 5.5042e-05 | 0.015617 | 0.013118 | 5.1821e-05 | 5.3681e-05 | 5.2751e-05 | 0.015444 | 0.015497 | 58 | 0.017805 | 0.21366
0.015502 | 0.059769 | 5.5472e-05 | 0.015558 | 0.013075 | 5.2453e-05 | 5.3681e-05 | 5.3067e-05 | 0.015444 | 0.015497 | 59 | 0.017839 | 0.21407
0.015472 | 0.059886 | 5.5689e-05 | 0.015528 | 0.013053 | 5.2774e-05 | 5.3681e-05 | 5.3228e-05 | 0.015444 | 0.015497 | 60 | 0.017873 | 0.21448
0.015457 | 0.059945 | 5.5798e-05 | 0.015512 | 0.013042 | 5.2936e-05 | 5.3681e-05 | 5.3309e-05 | 0.015444 | 0.015497 | 61 | 0.017907 | 0.21488
0.015449 | 0.059974 | 5.5853e-05 | 0.015505 | 0.013037 | 5.3017e-05 | 5.3681e-05 | 5.3349e-05 | 0.015444 | 0.015497 | 62 | 0.017941 | 0.21529
0.015445 | 0.059989 | 5.588e-05 | 0.015501 | 0.013034 | 5.3058e-05 | 5.3681e-05 | 5.337e-05 | 0.015444 | 0.015497 | 63 | 0.017974 | 0.21569
0.015443 | 0.059996 | 5.5894e-05 | 0.015499 | 0.013033 | 5.3078e-05 | 5.3681e-05 | 5.338e-05 | 0.015444 | 0.015497 | 64 | 0.018007 | 0.21609
0.015442 | 0.06 | 5.5901e-05 | 0.015498 | 0.013032 | 5.3089e-05 | 5.3681e-05 | 5.3385e-05 | 0.015444 | 0.015497 | 65 | 0.01804 | 0.21648
0.015442 | 0.060002 | 5.5904e-05 | 0.015498 | 0.013032 | 5.3094e-05 | 5.3681e-05 | 5.3388e-05 | 0.015444 | 0.015497 | 66 | 0.018073 | 0.21687
0.015442 | 0.060003 | 5.5906e-05 | 0.015498 | 0.013032 | 5.3096e-05 | 5.3681e-05 | 5.3389e-05 | 0.015444 | 0.015497 | 67 | 0.018105 | 0.21727
0.015442 | 0.060003 | 5.5907e-05 | 0.015498 | 0.013032 | 5.3098e-05 | 5.3681e-05 | 5.3389e-05 | 0.015444 | 0.015497 | 68 | 0.018138 | 0.21765
0.015442 | 0.060004 | 5.5907e-05 | 0.015497 | 0.013032 | 5.3098e-05 | 5.3681e-05 | 5.339e-05 | 0.015444 | 0.015497 | 69 | 0.01817 | 0.21804
0.015442 | 0.060004 | 5.5907e-05 | 0.015497 | 0.013032 | 5.3099e-05 | 5.3681e-05 | 5.339e-05 | 0.015444 | 0.015497 | 70 | 0.018202 | 0.21843
0.015442 | 0.060004 | 5.5908e-05 | 0.015497 | 0.013032 | 5.3099e-05 | 5.3681e-05 | 5.339e-05 | 0.015444 | 0.015497 | 71 | 0.018234 | 0.21881
0.015442 | 0.060004 | 5.5908e-05 | 0.015497 | 0.013032 | 5.3099e-05 | 5.3681e-05 | 5.339e-05 | 0.015444 | 0.015497 | 72 | 0.018266 | 0.21919
0.015442 | 0.060004 | 5.5908e-05 | 0.015497 | 0.013032 | 5.3099e-05 | 5.3681e-05 | 5.339e-05 | 0.015444 | 0.015497 | 73 | 0.018297 | 0.21957
[10 empty] | 74 | 0.018329 | 0.21994
Segment number | 3 | Length | 1 | feet | [5 empty] | 75 | 0.01836 | 0.22032
Est. water depth at upper end of segment | velocity | velocity head | total head | Hydraulic Radius | Friction slope | Friction slope | Friction head | Total head | Total head | 76 | 0.018391 | 0.22069
y2 | V2 | hv2 | H2 | R2 | Sf2 | Sf1 | hf2 | H1 | H2* | 77 | 0.018422 | 0.22106
(ft) | (ft/s) | (ft) | (ft) | (ft) | (ft/ft) | (ft/ft) | (ft) | (ft) | (ft) | 78 | 0.018453 | 0.22143
0.046 | 0.020142 | 6.2999e-06 | 0.046006 | 0.02966 | 1.9991e-06 | 5.3099e-05 | 2.7549e-05 | 0.015497 | 0.015525 | 79 | 0.018483 | 0.2218
0.030759 | 0.030123 | 1.409e-05 | 0.030773 | 0.022479 | 6.4698e-06 | 5.3099e-05 | 2.9784e-05 | 0.015497 | 0.015527 | 80 | 0.018514 | 0.22216
0.023136 | 0.040048 | 2.4904e-05 | 0.023161 | 0.018116 | 1.5246e-05 | 5.3099e-05 | 3.4173e-05 | 0.015497 | 0.015532 | 81 | 0.018544 | 0.22253
0.019321 | 0.047954 | 3.5708e-05 | 0.019357 | 0.015691 | 2.6478e-05 | 5.3099e-05 | 3.9789e-05 | 0.015497 | 0.015537 | 82 | 0.018574 | 0.22289
0.017411 | 0.053215 | 4.3972e-05 | 0.017455 | 0.014407 | 3.6534e-05 | 5.3099e-05 | 4.4816e-05 | 0.015497 | 0.015542 | 83 | 0.018604 | 0.22325
0.016455 | 0.056308 | 4.9234e-05 | 0.016504 | 0.013746 | 4.3549e-05 | 5.3099e-05 | 4.8324e-05 | 0.015497 | 0.015546 | 84 | 0.018634 | 0.2236
0.015976 | 0.057997 | 5.2231e-05 | 0.016028 | 0.01341 | 4.775e-05 | 5.3099e-05 | 5.0425e-05 | 0.015497 | 0.015548 | 85 | 0.018663 | 0.22396
0.015736 | 0.058882 | 5.3837e-05 | 0.015789 | 0.01324 | 5.006e-05 | 5.3099e-05 | 5.1579e-05 | 0.015497 | 0.015549 | 86 | 0.018693 | 0.22431
0.015615 | 0.059336 | 5.4669e-05 | 0.01567 | 0.013155 | 5.1273e-05 | 5.3099e-05 | 5.2186e-05 | 0.015497 | 0.01555 | 87 | 0.018722 | 0.22467
0.015555 | 0.059565 | 5.5094e-05 | 0.01561 | 0.013112 | 5.1896e-05 | 5.3099e-05 | 5.2498e-05 | 0.015497 | 0.01555 | 88 | 0.018752 | 0.22502
0.015525 | 0.059681 | 5.5308e-05 | 0.01558 | 0.013091 | 5.2212e-05 | 5.3099e-05 | 5.2655e-05 | 0.015497 | 0.01555 | 89 | 0.018781 | 0.22537
0.01551 | 0.059739 | 5.5416e-05 | 0.015565 | 0.01308 | 5.2371e-05 | 5.3099e-05 | 5.2735e-05 | 0.015497 | 0.01555 | 90 | 0.01881 | 0.22571
0.015502 | 0.059768 | 5.547e-05 | 0.015558 | 0.013075 | 5.2451e-05 | 5.3099e-05 | 5.2775e-05 | 0.015497 | 0.01555 | 91 | 0.018838 | 0.22606
0.015499 | 0.059783 | 5.5497e-05 | 0.015554 | 0.013072 | 5.2491e-05 | 5.3099e-05 | 5.2795e-05 | 0.015497 | 0.01555 | 92 | 0.018867 | 0.2264
0.015497 | 0.05979 | 5.5511e-05 | 0.015552 | 0.013071 | 5.2511e-05 | 5.3099e-05 | 5.2805e-05 | 0.015497 | 0.01555 | 93 | 0.018896 | 0.22675
0.015496 | 0.059794 | 5.5518e-05 | 0.015551 | 0.01307 | 5.2521e-05 | 5.3099e-05 | 5.281e-05 | 0.015497 | 0.01555 | 94 | 0.018924 | 0.22709
0.015495 | 0.059796 | 5.5521e-05 | 0.015551 | 0.01307 | 5.2526e-05 | 5.3099e-05 | 5.2813e-05 | 0.015497 | 0.01555 | 95 | 0.018952 | 0.22743
0.015495 | 0.059797 | 5.5523e-05 | 0.01555 | 0.01307 | 5.2529e-05 | 5.3099e-05 | 5.2814e-05 | 0.015497 | 0.01555 | 96 | 0.01898 | 0.22776
0.015495 | 0.059797 | 5.5524e-05 | 0.01555 | 0.01307 | 5.253e-05 | 5.3099e-05 | 5.2815e-05 | 0.015497 | 0.01555 | 97 | 0.019008 | 0.2281
0.015495 | 0.059798 | 5.5524e-05 | 0.01555 | 0.01307 | 5.2531e-05 | 5.3099e-05 | 5.2815e-05 | 0.015497 | 0.01555 | 98 | 0.019036 | 0.22844
0.015495 | 0.059798 | 5.5524e-05 | 0.01555 | 0.013069 | 5.2531e-05 | 5.3099e-05 | 5.2815e-05 | 0.015497 | 0.01555 | 99 | 0.019064 | 0.22877
0.015495 | 0.059798 | 5.5524e-05 | 0.01555 | 0.013069 | 5.2531e-05 | 5.3099e-05 | 5.2815e-05 | 0.015497 | 0.01555 | 100 | 0.019092 | 0.2291
0.015495 | 0.059798 | 5.5524e-05 | 0.01555 | 0.013069 | 5.2531e-05 | 5.3099e-05 | 5.2815e-05 | 0.015497 | 0.01555
0.015495 | 0.059798 | 5.5524e-05 | 0.01555 | 0.013069 | 5.2531e-05 | 5.3099e-05 | 5.2815e-05 | 0.015497 | 0.01555
0.015495 | 0.059798 | 5.5524e-05 | 0.01555 | 0.013069 | 5.2531e-05 | 5.3099e-05 | 5.2815e-05 | 0.015497 | 0.01555
0.015495 | 0.059798 | 5.5524e-05 | 0.01555 | 0.013069 | 5.2531e-05 | 5.3099e-05 | 5.2815e-05 | 0.015497 | 0.01555
Segment number | 4 | Length | 1 | feet
Est. water depth at upper end of segment | velocity | velocity head | total head | Hydraulic Radius | Friction slope | Friction slope | Friction head | Total head | Total head
y2 | V2 | hv2 | H2 | R2 | Sf2 | Sf1 | hf2 | H1 | H2*
(ft) | (ft/s) | (ft) | (ft) | (ft) | (ft/ft) | (ft/ft) | (ft) | (ft) | (ft)
0.046 | 0.020142 | 6.2999e-06 | 0.046006 | 0.02966 | 1.9991e-06 | 5.2531e-05 | 2.7265e-05 | 0.01555 | 0.015577
0.030786 | 0.030097 | 1.4066e-05 | 0.0308 | 0.022493 | 6.4534e-06 | 5.2531e-05 | 2.9492e-05 | 0.01555 | 0.01558
0.023176 | 0.039979 | 2.4819e-05 | 0.0232 | 0.018141 | 1.5167e-05 | 5.2531e-05 | 3.3849e-05 | 0.01555 | 0.015584
0.019367 | 0.047841 | 3.5539e-05 | 0.019403 | 0.015721 | 2.6285e-05 | 5.2531e-05 | 3.9408e-05 | 0.01555 | 0.01559
0.017461 | 0.053065 | 4.3724e-05 | 0.017504 | 0.014441 | 3.6215e-05 | 5.2531e-05 | 4.4373e-05 | 0.01555 | 0.015595
0.016506 | 0.056135 | 4.893e-05 | 0.016555 | 0.013782 | 4.3132e-05 | 5.2531e-05 | 4.7832e-05 | 0.01555 | 0.015598
0.016027 | 0.05781 | 5.1894e-05 | 0.016079 | 0.013446 | 4.7271e-05 | 5.2531e-05 | 4.9901e-05 | 0.01555 | 0.0156
0.015788 | 0.058687 | 5.3482e-05 | 0.015841 | 0.013277 | 4.9545e-05 | 5.2531e-05 | 5.1038e-05 | 0.01555 | 0.015601
0.015668 | 0.059137 | 5.4304e-05 | 0.015722 | 0.013192 | 5.074e-05 | 5.2531e-05 | 5.1636e-05 | 0.01555 | 0.015602
0.015608 | 0.059365 | 5.4723e-05 | 0.015662 | 0.01315 | 5.1353e-05 | 5.2531e-05 | 5.1942e-05 | 0.01555 | 0.015602
0.015578 | 0.05948 | 5.4935e-05 | 0.015633 | 0.013128 | 5.1663e-05 | 5.2531e-05 | 5.2097e-05 | 0.01555 | 0.015602
0.015562 | 0.059537 | 5.5042e-05 | 0.015618 | 0.013118 | 5.182e-05 | 5.2531e-05 | 5.2176e-05 | 0.01555 | 0.015602
0.015555 | 0.059566 | 5.5095e-05 | 0.01561 | 0.013112 | 5.1899e-05 | 5.2531e-05 | 5.2215e-05 | 0.01555 | 0.015602
0.015551 | 0.059581 | 5.5122e-05 | 0.015606 | 0.01311 | 5.1938e-05 | 5.2531e-05 | 5.2235e-05 | 0.01555 | 0.015602
0.015549 | 0.059588 | 5.5136e-05 | 0.015604 | 0.013108 | 5.1958e-05 | 5.2531e-05 | 5.2245e-05 | 0.01555 | 0.015602
0.015548 | 0.059592 | 5.5142e-05 | 0.015603 | 0.013108 | 5.1968e-05 | 5.2531e-05 | 5.225e-05 | 0.01555 | 0.015602
0.015548 | 0.059593 | 5.5146e-05 | 0.015603 | 0.013107 | 5.1973e-05 | 5.2531e-05 | 5.2252e-05 | 0.01555 | 0.015602
0.015548 | 0.059594 | 5.5147e-05 | 0.015603 | 0.013107 | 5.1975e-05 | 5.2531e-05 | 5.2253e-05 | 0.01555 | 0.015602
0.015547 | 0.059595 | 5.5148e-05 | 0.015603 | 0.013107 | 5.1977e-05 | 5.2531e-05 | 5.2254e-05 | 0.01555 | 0.015602
0.015547 | 0.059595 | 5.5149e-05 | 0.015603 | 0.013107 | 5.1977e-05 | 5.2531e-05 | 5.2254e-05 | 0.01555 | 0.015602
0.015547 | 0.059595 | 5.5149e-05 | 0.015603 | 0.013107 | 5.1978e-05 | 5.2531e-05 | 5.2254e-05 | 0.01555 | 0.015602
0.015547 | 0.059595 | 5.5149e-05 | 0.015602 | 0.013107 | 5.1978e-05 | 5.2531e-05 | 5.2255e-05 | 0.01555 | 0.015602
0.015547 | 0.059595 | 5.5149e-05 | 0.015602 | 0.013107 | 5.1978e-05 | 5.2531e-05 | 5.2255e-05 | 0.01555 | 0.015602
0.015547 | 0.059595 | 5.5149e-05 | 0.015602 | 0.013107 | 5.1978e-05 | 5.2531e-05 | 5.2255e-05 | 0.01555 | 0.015602
0.015547 | 0.059595 | 5.5149e-05 | 0.015602 | 0.013107 | 5.1978e-05 | 5.2531e-05 | 5.2255e-05 | 0.01555 | 0.015602
0.015547 | 0.059595 | 5.5149e-05 | 0.015602 | 0.013107 | 5.1978e-05 | 5.2531e-05 | 5.2255e-05 | 0.01555 | 0.015602
0.015547 | 0.059595 | 5.5149e-05 | 0.015602 | 0.013107 | 5.1978e-05 | 5.2531e-05 | 5.2255e-05 | 0.01555 | 0.015602
0.015547 | 0.059595 | 5.5149e-05 | 0.015602 | 0.013107 | 5.1978e-05 | 5.2531e-05 | 5.2255e-05 | 0.01555 | 0.015602
Segment number | 5 | Length | 1 | feet
Est. water depth at upper end of segment | velocity | velocity head | total head | Hydraulic Radius | Friction slope | Friction slope | Friction head | Total head | Total head
y2 | V2 | hv2 | H2 | R2 | Sf2 | Sf1 | hf2 | H1 | H2*
(ft) | (ft/s) | (ft) | (ft) | (ft) | (ft/ft) | (ft/ft) | (ft) | (ft) | (ft)
0.046 | 0.020142 | 6.2999e-06 | 0.046006 | 0.02966 | 1.9991e-06 | 5.1978e-05 | 2.6988e-05 | 0.015602 | 0.015629
0.030812 | 0.030071 | 1.4042e-05 | 0.030826 | 0.022507 | 6.4372e-06 | 5.1978e-05 | 2.9208e-05 | 0.015602 | 0.015632
0.023215 | 0.039912 | 2.4736e-05 | 0.023239 | 0.018165 | 1.509e-05 | 5.1978e-05 | 3.3534e-05 | 0.015602 | 0.015636
0.019413 | 0.047728 | 3.5373e-05 | 0.019448 | 0.015751 | 2.6095e-05 | 5.1978e-05 | 3.9037e-05 | 0.015602 | 0.015642
0.01751 | 0.052917 | 4.3481e-05 | 0.017553 | 0.014474 | 3.5903e-05 | 5.1978e-05 | 4.394e-05 | 0.015602 | 0.015646
0.016556 | 0.055964 | 4.8633e-05 | 0.016605 | 0.013817 | 4.2724e-05 | 5.1978e-05 | 4.7351e-05 | 0.015602 | 0.01565
0.016079 | 0.057626 | 5.1564e-05 | 0.01613 | 0.013483 | 4.6802e-05 | 5.1978e-05 | 4.939e-05 | 0.015602 | 0.015652
0.01584 | 0.058496 | 5.3133e-05 | 0.015893 | 0.013314 | 4.9043e-05 | 5.1978e-05 | 5.051e-05 | 0.015602 | 0.015653
0.01572 | 0.058942 | 5.3946e-05 | 0.015774 | 0.013229 | 5.0219e-05 | 5.1978e-05 | 5.1098e-05 | 0.015602 | 0.015654
0.01566 | 0.059168 | 5.4361e-05 | 0.015714 | 0.013187 | 5.0822e-05 | 5.1978e-05 | 5.14e-05 | 0.015602 | 0.015654
0.01563 | 0.059282 | 5.457e-05 | 0.015684 | 0.013165 | 5.1128e-05 | 5.1978e-05 | 5.1553e-05 | 0.015602 | 0.015654
0.015615 | 0.059339 | 5.4675e-05 | 0.015669 | 0.013155 | 5.1282e-05 | 5.1978e-05 | 5.163e-05 | 0.015602 | 0.015654
0.015607 | 0.059368 | 5.4728e-05 | 0.015662 | 0.013149 | 5.136e-05 | 5.1978e-05 | 5.1669e-05 | 0.015602 | 0.015654
0.015603 | 0.059382 | 5.4755e-05 | 0.015658 | 0.013147 | 5.1399e-05 | 5.1978e-05 | 5.1688e-05 | 0.015602 | 0.015654
0.015601 | 0.059389 | 5.4768e-05 | 0.015656 | 0.013145 | 5.1418e-05 | 5.1978e-05 | 5.1698e-05 | 0.015602 | 0.015654
0.0156 | 0.059393 | 5.4775e-05 | 0.015655 | 0.013145 | 5.1428e-05 | 5.1978e-05 | 5.1703e-05 | 0.015602 | 0.015654
0.0156 | 0.059395 | 5.4778e-05 | 0.015655 | 0.013144 | 5.1433e-05 | 5.1978e-05 | 5.1705e-05 | 0.015602 | 0.015654
0.0156 | 0.059395 | 5.478e-05 | 0.015654 | 0.013144 | 5.1435e-05 | 5.1978e-05 | 5.1707e-05 | 0.015602 | 0.015654
0.0156 | 0.059396 | 5.4781e-05 | 0.015654 | 0.013144 | 5.1437e-05 | 5.1978e-05 | 5.1707e-05 | 0.015602 | 0.015654
0.015599 | 0.059396 | 5.4781e-05 | 0.015654 | 0.013144 | 5.1437e-05 | 5.1978e-05 | 5.1708e-05 | 0.015602 | 0.015654
0.015599 | 0.059396 | 5.4781e-05 | 0.015654 | 0.013144 | 5.1437e-05 | 5.1978e-05 | 5.1708e-05 | 0.015602 | 0.015654
0.015599 | 0.059396 | 5.4781e-05 | 0.015654 | 0.013144 | 5.1438e-05 | 5.1978e-05 | 5.1708e-05 | 0.015602 | 0.015654
0.015599 | 0.059396 | 5.4781e-05 | 0.015654 | 0.013144 | 5.1438e-05 | 5.1978e-05 | 5.1708e-05 | 0.015602 | 0.015654
0.015599 | 0.059396 | 5.4781e-05 | 0.015654 | 0.013144 | 5.1438e-05 | 5.1978e-05 | 5.1708e-05 | 0.015602 | 0.015654
0.015599 | 0.059396 | 5.4782e-05 | 0.015654 | 0.013144 | 5.1438e-05 | 5.1978e-05 | 5.1708e-05 | 0.015602 | 0.015654
0.015599 | 0.059396 | 5.4782e-05 | 0.015654 | 0.013144 | 5.1438e-05 | 5.1978e-05 | 5.1708e-05 | 0.015602 | 0.015654
0.015599 | 0.059396 | 5.4782e-05 | 0.015654 | 0.013144 | 5.1438e-05 | 5.1978e-05 | 5.1708e-05 | 0.015602 | 0.015654
0.015599 | 0.059396 | 5.4782e-05 | 0.015654 | 0.013144 | 5.1438e-05 | 5.1978e-05 | 5.1708e-05 | 0.015602 | 0.015654
0.015599 | 0.059396 | 5.4782e-05 | 0.015654 | 0.013144 | 5.1438e-05 | 5.1978e-05 | 5.1708e-05 | 0.015602 | 0.015654
Segment number | 6 | Length | 1 | feet
Est. water depth at upper end of segment | velocity | velocity head | total head | Hydraulic Radius | Friction slope | Friction slope | Friction head | Total head | Total head
y2 | V2 | hv2 | H2 | R2 | Sf2 | Sf1 | hf2 | H1 | H2*
(ft) | (ft/s) | (ft) | (ft) | (ft) | (ft/ft) | (ft/ft) | (ft) | (ft) | (ft)
0.046 | 0.020142 | 6.2999e-06 | 0.046006 | 0.02966 | 1.9991e-06 | 5.1438e-05 | 2.6718e-05 | 0.015654 | 0.015681
0.030837 | 0.030046 | 1.4018e-05 | 0.030851 | 0.02252 | 6.4213e-06 | 5.1438e-05 | 2.893e-05 | 0.015654 | 0.015683
0.023253 | 0.039846 | 2.4654e-05 | 0.023278 | 0.018188 | 1.5014e-05 | 5.1438e-05 | 3.3226e-05 | 0.015654 | 0.015687
0.019458 | 0.047618 | 3.5209e-05 | 0.019493 | 0.015781 | 2.591e-05 | 5.1438e-05 | 3.8674e-05 | 0.015654 | 0.015693
0.017558 | 0.052771 | 4.3242e-05 | 0.017601 | 0.014507 | 3.5598e-05 | 5.1438e-05 | 4.3518e-05 | 0.015654 | 0.015698
0.016606 | 0.055796 | 4.8341e-05 | 0.016654 | 0.013851 | 4.2326e-05 | 5.1438e-05 | 4.6882e-05 | 0.015654 | 0.015701
0.016129 | 0.057445 | 5.124e-05 | 0.016181 | 0.013518 | 4.6345e-05 | 5.1438e-05 | 4.8891e-05 | 0.015654 | 0.015703
0.015891 | 0.058308 | 5.2792e-05 | 0.015943 | 0.01335 | 4.8552e-05 | 5.1438e-05 | 4.9995e-05 | 0.015654 | 0.015704
0.015771 | 0.05875 | 5.3596e-05 | 0.015825 | 0.013266 | 4.971e-05 | 5.1438e-05 | 5.0574e-05 | 0.015654 | 0.015705
0.015711 | 0.058974 | 5.4005e-05 | 0.015765 | 0.013223 | 5.0305e-05 | 5.1438e-05 | 5.0871e-05 | 0.015654 | 0.015705
0.015681 | 0.059087 | 5.4212e-05 | 0.015735 | 0.013202 | 5.0606e-05 | 5.1438e-05 | 5.1022e-05 | 0.015654 | 0.015705
0.015666 | 0.059144 | 5.4317e-05 | 0.01572 | 0.013191 | 5.0758e-05 | 5.1438e-05 | 5.1098e-05 | 0.015654 | 0.015705
0.015659 | 0.059172 | 5.4369e-05 | 0.015713 | 0.013186 | 5.0834e-05 | 5.1438e-05 | 5.1136e-05 | 0.015654 | 0.015705
0.015655 | 0.059186 | 5.4395e-05 | 0.015709 | 0.013183 | 5.0872e-05 | 5.1438e-05 | 5.1155e-05 | 0.015654 | 0.015705
0.015653 | 0.059194 | 5.4408e-05 | 0.015707 | 0.013182 | 5.0891e-05 | 5.1438e-05 | 5.1165e-05 | 0.015654 | 0.015705
0.015652 | 0.059197 | 5.4415e-05 | 0.015706 | 0.013181 | 5.0901e-05 | 5.1438e-05 | 5.1169e-05 | 0.015654 | 0.015705
0.015651 | 0.059199 | 5.4418e-05 | 0.015706 | 0.013181 | 5.0906e-05 | 5.1438e-05 | 5.1172e-05 | 0.015654 | 0.015705
0.015651 | 0.0592 | 5.442e-05 | 0.015706 | 0.013181 | 5.0908e-05 | 5.1438e-05 | 5.1173e-05 | 0.015654 | 0.015705
0.015651 | 0.0592 | 5.4421e-05 | 0.015705 | 0.013181 | 5.0909e-05 | 5.1438e-05 | 5.1174e-05 | 0.015654 | 0.015705
0.015651 | 0.059201 | 5.4421e-05 | 0.015705 | 0.01318 | 5.091e-05 | 5.1438e-05 | 5.1174e-05 | 0.015654 | 0.015705
0.015651 | 0.059201 | 5.4421e-05 | 0.015705 | 0.01318 | 5.091e-05 | 5.1438e-05 | 5.1174e-05 | 0.015654 | 0.015705
0.015651 | 0.059201 | 5.4421e-05 | 0.015705 | 0.01318 | 5.0911e-05 | 5.1438e-05 | 5.1174e-05 | 0.015654 | 0.015705
0.015651 | 0.059201 | 5.4421e-05 | 0.015705 | 0.01318 | 5.0911e-05 | 5.1438e-05 | 5.1174e-05 | 0.015654 | 0.015705
0.015651 | 0.059201 | 5.4421e-05 | 0.015705 | 0.01318 | 5.0911e-05 | 5.1438e-05 | 5.1174e-05 | 0.015654 | 0.015705
0.015651 | 0.059201 | 5.4421e-05 | 0.015705 | 0.01318 | 5.0911e-05 | 5.1438e-05 | 5.1174e-05 | 0.015654 | 0.015705
0.015651 | 0.059201 | 5.4421e-05 | 0.015705 | 0.01318 | 5.0911e-05 | 5.1438e-05 | 5.1174e-05 | 0.015654 | 0.015705
0.015651 | 0.059201 | 5.4421e-05 | 0.015705 | 0.01318 | 5.0911e-05 | 5.1438e-05 | 5.1174e-05 | 0.015654 | 0.015705
0.015651 | 0.059201 | 5.4421e-05 | 0.015705 | 0.01318 | 5.0911e-05 | 5.1438e-05 | 5.1174e-05 | 0.015654 | 0.015705
Segment number | 7 | Length | 1 | feet
Est. water depth at upper end of segment | velocity | velocity head | total head | Hydraulic Radius | Friction slope | Friction slope | Friction head | Total head | Total head
y2 | V2 | hv2 | H2 | R2 | Sf2 | Sf1 | hf2 | H1 | H2*
(ft) | (ft/s) | (ft) | (ft) | (ft) | (ft/ft) | (ft/ft) | (ft) | (ft) | (ft)
0.046 | 0.020142 | 6.2999e-06 | 0.046006 | 0.02966 | 1.9991e-06 | 5.0911e-05 | 2.6455e-05 | 0.015705 | 0.015732
0.030863 | 0.030022 | 1.3995e-05 | 0.030877 | 0.022534 | 6.4056e-06 | 5.0911e-05 | 2.8658e-05 | 0.015705 | 0.015734
0.023291 | 0.039781 | 2.4573e-05 | 0.023316 | 0.018212 | 1.4939e-05 | 5.0911e-05 | 3.2925e-05 | 0.015705 | 0.015738
0.019503 | 0.047509 | 3.5048e-05 | 0.019538 | 0.01581 | 2.5728e-05 | 5.0911e-05 | 3.8319e-05 | 0.015705 | 0.015744
0.017606 | 0.052628 | 4.3008e-05 | 0.017649 | 0.01454 | 3.5299e-05 | 5.0911e-05 | 4.3105e-05 | 0.015705 | 0.015748
0.016656 | 0.05563 | 4.8054e-05 | 0.016704 | 0.013886 | 4.1937e-05 | 5.0911e-05 | 4.6424e-05 | 0.015705 | 0.015752
0.01618 | 0.057266 | 5.0923e-05 | 0.016231 | 0.013553 | 4.5899e-05 | 5.0911e-05 | 4.8405e-05 | 0.015705 | 0.015754
0.015941 | 0.058123 | 5.2457e-05 | 0.015994 | 0.013386 | 4.8073e-05 | 5.0911e-05 | 4.9492e-05 | 0.015705 | 0.015755
0.015822 | 0.058561 | 5.3252e-05 | 0.015875 | 0.013301 | 4.9214e-05 | 5.0911e-05 | 5.0062e-05 | 0.015705 | 0.015755
0.015762 | 0.058784 | 5.3657e-05 | 0.015816 | 0.013259 | 4.9799e-05 | 5.0911e-05 | 5.0355e-05 | 0.015705 | 0.015756
0.015732 | 0.058896 | 5.3862e-05 | 0.015786 | 0.013238 | 5.0096e-05 | 5.0911e-05 | 5.0503e-05 | 0.015705 | 0.015756
0.015717 | 0.058952 | 5.3965e-05 | 0.015771 | 0.013227 | 5.0245e-05 | 5.0911e-05 | 5.0578e-05 | 0.015705 | 0.015756
0.01571 | 0.05898 | 5.4016e-05 | 0.015764 | 0.013222 | 5.0321e-05 | 5.0911e-05 | 5.0616e-05 | 0.015705 | 0.015756
0.015706 | 0.058994 | 5.4042e-05 | 0.01576 | 0.013219 | 5.0358e-05 | 5.0911e-05 | 5.0634e-05 | 0.015705 | 0.015756
0.015704 | 0.059001 | 5.4055e-05 | 0.015758 | 0.013218 | 5.0377e-05 | 5.0911e-05 | 5.0644e-05 | 0.015705 | 0.015756
0.015703 | 0.059005 | 5.4062e-05 | 0.015757 | 0.013217 | 5.0387e-05 | 5.0911e-05 | 5.0649e-05 | 0.015705 | 0.015756
0.015702 | 0.059007 | 5.4065e-05 | 0.015756 | 0.013217 | 5.0391e-05 | 5.0911e-05 | 5.0651e-05 | 0.015705 | 0.015756
0.015702 | 0.059008 | 5.4067e-05 | 0.015756 | 0.013217 | 5.0394e-05 | 5.0911e-05 | 5.0652e-05 | 0.015705 | 0.015756
0.015702 | 0.059008 | 5.4068e-05 | 0.015756 | 0.013217 | 5.0395e-05 | 5.0911e-05 | 5.0653e-05 | 0.015705 | 0.015756
0.015702 | 0.059008 | 5.4068e-05 | 0.015756 | 0.013217 | 5.0396e-05 | 5.0911e-05 | 5.0653e-05 | 0.015705 | 0.015756
0.015702 | 0.059008 | 5.4068e-05 | 0.015756 | 0.013217 | 5.0396e-05 | 5.0911e-05 | 5.0653e-05 | 0.015705 | 0.015756
0.015702 | 0.059008 | 5.4068e-05 | 0.015756 | 0.013217 | 5.0396e-05 | 5.0911e-05 | 5.0653e-05 | 0.015705 | 0.015756
0.015702 | 0.059008 | 5.4068e-05 | 0.015756 | 0.013217 | 5.0396e-05 | 5.0911e-05 | 5.0653e-05 | 0.015705 | 0.015756
0.015702 | 0.059008 | 5.4068e-05 | 0.015756 | 0.013217 | 5.0396e-05 | 5.0911e-05 | 5.0653e-05 | 0.015705 | 0.015756
0.015702 | 0.059008 | 5.4068e-05 | 0.015756 | 0.013217 | 5.0396e-05 | 5.0911e-05 | 5.0653e-05 | 0.015705 | 0.015756
0.015702 | 0.059008 | 5.4068e-05 | 0.015756 | 0.013217 | 5.0396e-05 | 5.0911e-05 | 5.0653e-05 | 0.015705 | 0.015756
0.015702 | 0.059008 | 5.4068e-05 | 0.015756 | 0.013217 | 5.0396e-05 | 5.0911e-05 | 5.0653e-05 | 0.015705 | 0.015756
0.015702 | 0.059008 | 5.4068e-05 | 0.015756 | 0.013217 | 5.0396e-05 | 5.0911e-05 | 5.0653e-05 | 0.015705 | 0.015756
Segment number | 8 | Length | 1 | feet
Est. water depth at upper end of segment | velocity | velocity head | total head | Hydraulic Radius | Friction slope | Friction slope | Friction head | Total head | Total head
y2 | V2 | hv2 | H2 | R2 | Sf2 | Sf1 | hf2 | H1 | H2*
(ft) | (ft/s) | (ft) | (ft) | (ft) | (ft/ft) | (ft/ft) | (ft) | (ft) | (ft)
0.046 | 0.020142 | 6.2999e-06 | 0.046006 | 0.02966 | 1.9991e-06 | 5.0396e-05 | 2.6198e-05 | 0.015756 | 0.015782
0.030888 | 0.029997 | 1.3972e-05 | 0.030902 | 0.022547 | 6.39e-06 | 5.0396e-05 | 2.8393e-05 | 0.015756 | 0.015784
0.023329 | 0.039716 | 2.4493e-05 | 0.023354 | 0.018235 | 1.4866e-05 | 5.0396e-05 | 3.2631e-05 | 0.015756 | 0.015789
0.019547 | 0.047402 | 3.489e-05 | 0.019582 | 0.015839 | 2.5549e-05 | 5.0396e-05 | 3.7973e-05 | 0.015756 | 0.015794
0.017653 | 0.052487 | 4.2778e-05 | 0.017696 | 0.014572 | 3.5006e-05 | 5.0396e-05 | 4.2701e-05 | 0.015756 | 0.015799
0.016704 | 0.055467 | 4.7774e-05 | 0.016752 | 0.01392 | 4.1556e-05 | 5.0396e-05 | 4.5976e-05 | 0.015756 | 0.015802
0.016229 | 0.057091 | 5.0612e-05 | 0.01628 | 0.013588 | 4.5462e-05 | 5.0396e-05 | 4.7929e-05 | 0.015756 | 0.015804
0.015991 | 0.057941 | 5.2129e-05 | 0.016043 | 0.013421 | 4.7605e-05 | 5.0396e-05 | 4.9e-05 | 0.015756 | 0.015805
0.015872 | 0.058376 | 5.2915e-05 | 0.015925 | 0.013337 | 4.8729e-05 | 5.0396e-05 | 4.9563e-05 | 0.015756 | 0.015806
0.015812 | 0.058596 | 5.3316e-05 | 0.015866 | 0.013295 | 4.9306e-05 | 5.0396e-05 | 4.9851e-05 | 0.015756 | 0.015806
0.015782 | 0.058707 | 5.3518e-05 | 0.015836 | 0.013274 | 4.9598e-05 | 5.0396e-05 | 4.9997e-05 | 0.015756 | 0.015806
0.015767 | 0.058763 | 5.362e-05 | 0.015821 | 0.013263 | 4.9745e-05 | 5.0396e-05 | 5.0071e-05 | 0.015756 | 0.015806
0.01576 | 0.058791 | 5.3671e-05 | 0.015814 | 0.013258 | 4.9819e-05 | 5.0396e-05 | 5.0108e-05 | 0.015756 | 0.015806
0.015756 | 0.058805 | 5.3697e-05 | 0.01581 | 0.013255 | 4.9856e-05 | 5.0396e-05 | 5.0126e-05 | 0.015756 | 0.015806
0.015754 | 0.058812 | 5.3709e-05 | 0.015808 | 0.013254 | 4.9875e-05 | 5.0396e-05 | 5.0135e-05 | 0.015756 | 0.015806
0.015753 | 0.058816 | 5.3716e-05 | 0.015807 | 0.013253 | 4.9884e-05 | 5.0396e-05 | 5.014e-05 | 0.015756 | 0.015806
0.015753 | 0.058818 | 5.3719e-05 | 0.015807 | 0.013253 | 4.9889e-05 | 5.0396e-05 | 5.0142e-05 | 0.015756 | 0.015806
0.015753 | 0.058818 | 5.3721e-05 | 0.015806 | 0.013253 | 4.9891e-05 | 5.0396e-05 | 5.0144e-05 | 0.015756 | 0.015806
0.015753 | 0.058819 | 5.3721e-05 | 0.015806 | 0.013252 | 4.9892e-05 | 5.0396e-05 | 5.0144e-05 | 0.015756 | 0.015806
0.015753 | 0.058819 | 5.3722e-05 | 0.015806 | 0.013252 | 4.9893e-05 | 5.0396e-05 | 5.0145e-05 | 0.015756 | 0.015806
0.015752 | 0.058819 | 5.3722e-05 | 0.015806 | 0.013252 | 4.9893e-05 | 5.0396e-05 | 5.0145e-05 | 0.015756 | 0.015806
0.015752 | 0.058819 | 5.3722e-05 | 0.015806 | 0.013252 | 4.9893e-05 | 5.0396e-05 | 5.0145e-05 | 0.015756 | 0.015806
0.015752 | 0.058819 | 5.3722e-05 | 0.015806 | 0.013252 | 4.9893e-05 | 5.0396e-05 | 5.0145e-05 | 0.015756 | 0.015806
0.015752 | 0.058819 | 5.3722e-05 | 0.015806 | 0.013252 | 4.9894e-05 | 5.0396e-05 | 5.0145e-05 | 0.015756 | 0.015806
0.015752 | 0.058819 | 5.3722e-05 | 0.015806 | 0.013252 | 4.9894e-05 | 5.0396e-05 | 5.0145e-05 | 0.015756 | 0.015806
0.015752 | 0.058819 | 5.3722e-05 | 0.015806 | 0.013252 | 4.9894e-05 | 5.0396e-05 | 5.0145e-05 | 0.015756 | 0.015806
0.015752 | 0.058819 | 5.3722e-05 | 0.015806 | 0.013252 | 4.9894e-05 | 5.0396e-05 | 5.0145e-05 | 0.015756 | 0.015806
0.015752 | 0.058819 | 5.3722e-05 | 0.015806 | 0.013252 | 4.9894e-05 | 5.0396e-05 | 5.0145e-05 | 0.015756 | 0.015806
Segment number | 9 | Length | 1 | feet
Est. water depth at upper end of segment | velocity | velocity head | total head | Hydraulic Radius | Friction slope | Friction slope | Friction head | Total head | Total head
y2 | V2 | hv2 | H2 | R2 | Sf2 | Sf1 | hf2 | H1 | H2*
(ft) | (ft/s) | (ft) | (ft) | (ft) | (ft/ft) | (ft/ft) | (ft) | (ft) | (ft)
0.046 | 0.020142 | 6.2999e-06 | 0.046006 | 0.02966 | 1.9991e-06 | 4.9894e-05 | 2.5946e-05 | 0.015806 | 0.015832
0.030913 | 0.029973 | 1.395e-05 | 0.030927 | 0.022561 | 6.3747e-06 | 4.9894e-05 | 2.8134e-05 | 0.015806 | 0.015834
0.023367 | 0.039653 | 2.4415e-05 | 0.023391 | 0.018257 | 1.4793e-05 | 4.9894e-05 | 3.2343e-05 | 0.015806 | 0.015839
0.01959 | 0.047296 | 3.4735e-05 | 0.019625 | 0.015868 | 2.5374e-05 | 4.9894e-05 | 3.7634e-05 | 0.015806 | 0.015844
0.0177 | 0.052348 | 4.2552e-05 | 0.017742 | 0.014604 | 3.472e-05 | 4.9894e-05 | 4.2307e-05 | 0.015806 | 0.015848
0.016753 | 0.055307 | 4.7498e-05 | 0.0168 | 0.013953 | 4.1184e-05 | 4.9894e-05 | 4.5539e-05 | 0.015806 | 0.015852
0.016279 | 0.056919 | 5.0306e-05 | 0.016329 | 0.013623 | 4.5035e-05 | 4.9894e-05 | 4.7464e-05 | 0.015806 | 0.015854
0.016041 | 0.057762 | 5.1807e-05 | 0.016093 | 0.013456 | 4.7147e-05 | 4.9894e-05 | 4.852e-05 | 0.015806 | 0.015855
0.015922 | 0.058193 | 5.2585e-05 | 0.015974 | 0.013372 | 4.8255e-05 | 4.9894e-05 | 4.9074e-05 | 0.015806 | 0.015855
0.015862 | 0.058412 | 5.2981e-05 | 0.015915 | 0.01333 | 4.8823e-05 | 4.9894e-05 | 4.9358e-05 | 0.015806 | 0.015856
0.015832 | 0.058522 | 5.3181e-05 | 0.015886 | 0.013309 | 4.9111e-05 | 4.9894e-05 | 4.9502e-05 | 0.015806 | 0.015856
0.015817 | 0.058578 | 5.3282e-05 | 0.015871 | 0.013298 | 4.9256e-05 | 4.9894e-05 | 4.9575e-05 | 0.015806 | 0.015856
0.01581 | 0.058605 | 5.3332e-05 | 0.015863 | 0.013293 | 4.9329e-05 | 4.9894e-05 | 4.9611e-05 | 0.015806 | 0.015856
0.015806 | 0.058619 | 5.3358e-05 | 0.01586 | 0.01329 | 4.9366e-05 | 4.9894e-05 | 4.963e-05 | 0.015806 | 0.015856
0.015804 | 0.058626 | 5.337e-05 | 0.015858 | 0.013289 | 4.9384e-05 | 4.9894e-05 | 4.9639e-05 | 0.015806 | 0.015856
0.015803 | 0.05863 | 5.3377e-05 | 0.015857 | 0.013288 | 4.9393e-05 | 4.9894e-05 | 4.9643e-05 | 0.015806 | 0.015856
0.015803 | 0.058632 | 5.338e-05 | 0.015856 | 0.013288 | 4.9398e-05 | 4.9894e-05 | 4.9646e-05 | 0.015806 | 0.015856
0.015803 | 0.058632 | 5.3381e-05 | 0.015856 | 0.013288 | 4.94e-05 | 4.9894e-05 | 4.9647e-05 | 0.015806 | 0.015856
0.015803 | 0.058633 | 5.3382e-05 | 0.015856 | 0.013288 | 4.9401e-05 | 4.9894e-05 | 4.9648e-05 | 0.015806 | 0.015856
0.015802 | 0.058633 | 5.3383e-05 | 0.015856 | 0.013288 | 4.9402e-05 | 4.9894e-05 | 4.9648e-05 | 0.015806 | 0.015856
0.015802 | 0.058633 | 5.3383e-05 | 0.015856 | 0.013288 | 4.9402e-05 | 4.9894e-05 | 4.9648e-05 | 0.015806 | 0.015856
0.015802 | 0.058633 | 5.3383e-05 | 0.015856 | 0.013288 | 4.9402e-05 | 4.9894e-05 | 4.9648e-05 | 0.015806 | 0.015856
0.015802 | 0.058633 | 5.3383e-05 | 0.015856 | 0.013288 | 4.9403e-05 | 4.9894e-05 | 4.9648e-05 | 0.015806 | 0.015856
0.015802 | 0.058633 | 5.3383e-05 | 0.015856 | 0.013288 | 4.9403e-05 | 4.9894e-05 | 4.9648e-05 | 0.015806 | 0.015856
0.015802 | 0.058633 | 5.3383e-05 | 0.015856 | 0.013288 | 4.9403e-05 | 4.9894e-05 | 4.9648e-05 | 0.015806 | 0.015856
0.015802 | 0.058633 | 5.3383e-05 | 0.015856 | 0.013288 | 4.9403e-05 | 4.9894e-05 | 4.9648e-05 | 0.015806 | 0.015856
0.015802 | 0.058633 | 5.3383e-05 | 0.015856 | 0.013288 | 4.9403e-05 | 4.9894e-05 | 4.9648e-05 | 0.015806 | 0.015856
0.015802 | 0.058633 | 5.3383e-05 | 0.015856 | 0.013288 | 4.9403e-05 | 4.9894e-05 | 4.9648e-05 | 0.015806 | 0.015856
Segment number | 10 | Length | 1 | feet
Est. water depth at upper end of segment | velocity | velocity head | total head | Hydraulic Radius | Friction slope | Friction slope | Friction head | Total head | Total head
y2 | V2 | hv2 | H2 | R2 | Sf2 | Sf1 | hf2 | H1 | H2*
(ft) | (ft/s) | (ft) | (ft) | (ft) | (ft/ft) | (ft/ft) | (ft) | (ft) | (ft)
0.046 | 0.020142 | 6.2999e-06 | 0.046006 | 0.02966 | 1.9991e-06 | 4.9403e-05 | 2.5701e-05 | 0.015856 | 0.015882
0.030938 | 0.029949 | 1.3928e-05 | 0.030952 | 0.022574 | 6.3596e-06 | 4.9403e-05 | 2.7881e-05 | 0.015856 | 0.015884
0.023404 | 0.03959 | 2.4338e-05 | 0.023428 | 0.01828 | 1.4722e-05 | 4.9403e-05 | 3.2062e-05 | 0.015856 | 0.015888
0.019634 | 0.047192 | 3.4582e-05 | 0.019668 | 0.015896 | 2.5202e-05 | 4.9403e-05 | 3.7303e-05 | 0.015856 | 0.015893
0.017746 | 0.052211 | 4.233e-05 | 0.017788 | 0.014636 | 3.444e-05 | 4.9403e-05 | 4.1921e-05 | 0.015856 | 0.015898
0.016801 | 0.055149 | 4.7227e-05 | 0.016848 | 0.013987 | 4.082e-05 | 4.9403e-05 | 4.5111e-05 | 0.015856 | 0.015901
0.016327 | 0.056749 | 5.0006e-05 | 0.016377 | 0.013657 | 4.4618e-05 | 4.9403e-05 | 4.701e-05 | 0.015856 | 0.015903
0.01609 | 0.057585 | 5.1492e-05 | 0.016142 | 0.01349 | 4.67e-05 | 4.9403e-05 | 4.8051e-05 | 0.015856 | 0.015904
0.015971 | 0.058014 | 5.2261e-05 | 0.016023 | 0.013407 | 4.7792e-05 | 4.9403e-05 | 4.8597e-05 | 0.015856 | 0.015904
0.015912 | 0.058231 | 5.2652e-05 | 0.015964 | 0.013365 | 4.8352e-05 | 4.9403e-05 | 4.8877e-05 | 0.015856 | 0.015905
0.015882 | 0.05834 | 5.285e-05 | 0.015935 | 0.013344 | 4.8636e-05 | 4.9403e-05 | 4.9019e-05 | 0.015856 | 0.015905
0.015867 | 0.058395 | 5.295e-05 | 0.01592 | 0.013333 | 4.8779e-05 | 4.9403e-05 | 4.9091e-05 | 0.015856 | 0.015905
0.015859 | 0.058423 | 5.3e-05 | 0.015912 | 0.013328 | 4.8851e-05 | 4.9403e-05 | 4.9127e-05 | 0.015856 | 0.015905
0.015856 | 0.058436 | 5.3025e-05 | 0.015909 | 0.013325 | 4.8887e-05 | 4.9403e-05 | 4.9145e-05 | 0.015856 | 0.015905
0.015854 | 0.058443 | 5.3038e-05 | 0.015907 | 0.013324 | 4.8905e-05 | 4.9403e-05 | 4.9154e-05 | 0.015856 | 0.015905
0.015853 | 0.058447 | 5.3044e-05 | 0.015906 | 0.013323 | 4.8914e-05 | 4.9403e-05 | 4.9158e-05 | 0.015856 | 0.015905
0.015852 | 0.058448 | 5.3047e-05 | 0.015905 | 0.013323 | 4.8918e-05 | 4.9403e-05 | 4.916e-05 | 0.015856 | 0.015905
0.015852 | 0.058449 | 5.3049e-05 | 0.015905 | 0.013323 | 4.8921e-05 | 4.9403e-05 | 4.9162e-05 | 0.015856 | 0.015905
0.015852 | 0.05845 | 5.3049e-05 | 0.015905 | 0.013323 | 4.8922e-05 | 4.9403e-05 | 4.9162e-05 | 0.015856 | 0.015905
0.015852 | 0.05845 | 5.305e-05 | 0.015905 | 0.013323 | 4.8922e-05 | 4.9403e-05 | 4.9162e-05 | 0.015856 | 0.015905
0.015852 | 0.05845 | 5.305e-05 | 0.015905 | 0.013323 | 4.8923e-05 | 4.9403e-05 | 4.9163e-05 | 0.015856 | 0.015905
0.015852 | 0.05845 | 5.305e-05 | 0.015905 | 0.013323 | 4.8923e-05 | 4.9403e-05 | 4.9163e-05 | 0.015856 | 0.015905
0.015852 | 0.05845 | 5.305e-05 | 0.015905 | 0.013323 | 4.8923e-05 | 4.9403e-05 | 4.9163e-05 | 0.015856 | 0.015905
0.015852 | 0.05845 | 5.305e-05 | 0.015905 | 0.013323 | 4.8923e-05 | 4.9403e-05 | 4.9163e-05 | 0.015856 | 0.015905
0.015852 | 0.05845 | 5.305e-05 | 0.015905 | 0.013323 | 4.8923e-05 | 4.9403e-05 | 4.9163e-05 | 0.015856 | 0.015905
0.015852 | 0.05845 | 5.305e-05 | 0.015905 | 0.013323 | 4.8923e-05 | 4.9403e-05 | 4.9163e-05 | 0.015856 | 0.015905
0.015852 | 0.05845 | 5.305e-05 | 0.015905 | 0.013323 | 4.8923e-05 | 4.9403e-05 | 4.9163e-05 | 0.015856 | 0.015905
0.015852 | 0.05845 | 5.305e-05 | 0.015905 | 0.013323 | 4.8923e-05 | 4.9403e-05 | 4.9163e-05 | 0.015856 | 0.015905
Segment number | 11 | Length | 1 | feet
Est. water depth at upper end of segment | velocity | velocity head | total head | Hydraulic Radius | Friction slope | Friction slope | Friction head | Total head | Total head
y2 | V2 | hv2 | H2 | R2 | Sf2 | Sf1 | hf2 | H1 | H2*
(ft) | (ft/s) | (ft) | (ft) | (ft) | (ft/ft) | (ft/ft) | (ft) | (ft) | (ft)
0.046 | 0.020142 | 6.2999e-06 | 0.046006 | 0.02966 | 1.9991e-06 | 4.8923e-05 | 2.5461e-05 | 0.015905 | 0.01593
0.030962 | 0.029925 | 1.3906e-05 | 0.030976 | 0.022587 | 6.3447e-06 | 4.8923e-05 | 2.7634e-05 | 0.015905 | 0.015933
0.02344 | 0.039528 | 2.4262e-05 | 0.023465 | 0.018302 | 1.4652e-05 | 4.8923e-05 | 3.1788e-05 | 0.015905 | 0.015937
0.019676 | 0.047089 | 3.4432e-05 | 0.019711 | 0.015924 | 2.5034e-05 | 4.8923e-05 | 3.6978e-05 | 0.015905 | 0.015942
0.017792 | 0.052077 | 4.2112e-05 | 0.017834 | 0.014667 | 3.4165e-05 | 4.8923e-05 | 4.1544e-05 | 0.015905 | 0.015947
0.016848 | 0.054994 | 4.6962e-05 | 0.016895 | 0.014019 | 4.0463e-05 | 4.8923e-05 | 4.4693e-05 | 0.015905 | 0.01595
0.016375 | 0.056582 | 4.9712e-05 | 0.016425 | 0.013691 | 4.421e-05 | 4.8923e-05 | 4.6566e-05 | 0.015905 | 0.015952
0.016139 | 0.057412 | 5.1182e-05 | 0.01619 | 0.013525 | 4.6263e-05 | 4.8923e-05 | 4.7593e-05 | 0.015905 | 0.015953
0.01602 | 0.057837 | 5.1943e-05 | 0.016072 | 0.013441 | 4.7339e-05 | 4.8923e-05 | 4.8131e-05 | 0.015905 | 0.015953
0.015961 | 0.058052 | 5.233e-05 | 0.016013 | 0.013399 | 4.7891e-05 | 4.8923e-05 | 4.8407e-05 | 0.015905 | 0.015953
0.015931 | 0.058161 | 5.2526e-05 | 0.015983 | 0.013378 | 4.8171e-05 | 4.8923e-05 | 4.8547e-05 | 0.015905 | 0.015954
0.015916 | 0.058215 | 5.2624e-05 | 0.015969 | 0.013368 | 4.8312e-05 | 4.8923e-05 | 4.8617e-05 | 0.015905 | 0.015954
0.015908 | 0.058243 | 5.2674e-05 | 0.015961 | 0.013363 | 4.8383e-05 | 4.8923e-05 | 4.8653e-05 | 0.015905 | 0.015954
0.015905 | 0.058256 | 5.2699e-05 | 0.015957 | 0.01336 | 4.8418e-05 | 4.8923e-05 | 4.867e-05 | 0.015905 | 0.015954
0.015903 | 0.058263 | 5.2711e-05 | 0.015956 | 0.013359 | 4.8436e-05 | 4.8923e-05 | 4.8679e-05 | 0.015905 | 0.015954
0.015902 | 0.058267 | 5.2717e-05 | 0.015955 | 0.013358 | 4.8445e-05 | 4.8923e-05 | 4.8684e-05 | 0.015905 | 0.015954
0.015901 | 0.058268 | 5.272e-05 | 0.015954 | 0.013358 | 4.8449e-05 | 4.8923e-05 | 4.8686e-05 | 0.015905 | 0.015954
0.015901 | 0.058269 | 5.2722e-05 | 0.015954 | 0.013357 | 4.8452e-05 | 4.8923e-05 | 4.8687e-05 | 0.015905 | 0.015954
0.015901 | 0.05827 | 5.2723e-05 | 0.015954 | 0.013357 | 4.8453e-05 | 4.8923e-05 | 4.8688e-05 | 0.015905 | 0.015954
0.015901 | 0.05827 | 5.2723e-05 | 0.015954 | 0.013357 | 4.8453e-05 | 4.8923e-05 | 4.8688e-05 | 0.015905 | 0.015954
0.015901 | 0.05827 | 5.2723e-05 | 0.015954 | 0.013357 | 4.8454e-05 | 4.8923e-05 | 4.8688e-05 | 0.015905 | 0.015954
0.015901 | 0.05827 | 5.2723e-05 | 0.015954 | 0.013357 | 4.8454e-05 | 4.8923e-05 | 4.8688e-05 | 0.015905 | 0.015954
0.015901 | 0.05827 | 5.2724e-05 | 0.015954 | 0.013357 | 4.8454e-05 | 4.8923e-05 | 4.8688e-05 | 0.015905 | 0.015954
0.015901 | 0.05827 | 5.2724e-05 | 0.015954 | 0.013357 | 4.8454e-05 | 4.8923e-05 | 4.8688e-05 | 0.015905 | 0.015954
0.015901 | 0.05827 | 5.2724e-05 | 0.015954 | 0.013357 | 4.8454e-05 | 4.8923e-05 | 4.8688e-05 | 0.015905 | 0.015954
0.015901 | 0.05827 | 5.2724e-05 | 0.015954 | 0.013357 | 4.8454e-05 | 4.8923e-05 | 4.8688e-05 | 0.015905 | 0.015954
0.015901 | 0.05827 | 5.2724e-05 | 0.015954 | 0.013357 | 4.8454e-05 | 4.8923e-05 | 4.8688e-05 | 0.015905 | 0.015954
0.015901 | 0.05827 | 5.2724e-05 | 0.015954 | 0.013357 | 4.8454e-05 | 4.8923e-05 | 4.8688e-05 | 0.015905 | 0.015954
Segment number | 12 | Length | 1 | feet
Est. water depth at upper end of segment | velocity | velocity head | total head | Hydraulic Radius | Friction slope | Friction slope | Friction head | Total head | Total head
y2 | V2 | hv2 | H2 | R2 | Sf2 | Sf1 | hf2 | H1 | H2*
(ft) | (ft/s) | (ft) | (ft) | (ft) | (ft/ft) | (ft/ft) | (ft) | (ft) | (ft)
0.046 | 0.020142 | 6.2999e-06 | 0.046006 | 0.02966 | 1.9991e-06 | 4.8454e-05 | 2.5226e-05 | 0.015954 | 0.015979
0.030986 | 0.029902 | 1.3884e-05 | 0.031 | 0.0226 | 6.3299e-06 | 4.8454e-05 | 2.7392e-05 | 0.015954 | 0.015981
0.023477 | 0.039467 | 2.4187e-05 | 0.023501 | 0.018325 | 1.4583e-05 | 4.8454e-05 | 3.1519e-05 | 0.015954 | 0.015985
0.019719 | 0.046988 | 3.4284e-05 | 0.019753 | 0.015952 | 2.4868e-05 | 4.8454e-05 | 3.6661e-05 | 0.015954 | 0.01599
0.017837 | 0.051944 | 4.1897e-05 | 0.017879 | 0.014698 | 3.3896e-05 | 4.8454e-05 | 4.1175e-05 | 0.015954 | 0.015995
0.016895 | 0.054841 | 4.6701e-05 | 0.016942 | 0.014052 | 4.0114e-05 | 4.8454e-05 | 4.4284e-05 | 0.015954 | 0.015998
0.016423 | 0.056417 | 4.9424e-05 | 0.016473 | 0.013724 | 4.3811e-05 | 4.8454e-05 | 4.6132e-05 | 0.015954 | 0.016
0.016187 | 0.057241 | 5.0878e-05 | 0.016238 | 0.013558 | 4.5835e-05 | 4.8454e-05 | 4.7145e-05 | 0.015954 | 0.016001
0.016068 | 0.057663 | 5.1631e-05 | 0.01612 | 0.013475 | 4.6897e-05 | 4.8454e-05 | 4.7675e-05 | 0.015954 | 0.016001
0.016009 | 0.057877 | 5.2014e-05 | 0.016061 | 0.013434 | 4.7441e-05 | 4.8454e-05 | 4.7947e-05 | 0.015954 | 0.016002
0.015979 | 0.057984 | 5.2208e-05 | 0.016032 | 0.013413 | 4.7716e-05 | 4.8454e-05 | 4.8085e-05 | 0.015954 | 0.016002
0.015964 | 0.058038 | 5.2305e-05 | 0.016017 | 0.013402 | 4.7855e-05 | 4.8454e-05 | 4.8155e-05 | 0.015954 | 0.016002
0.015957 | 0.058065 | 5.2354e-05 | 0.016009 | 0.013397 | 4.7925e-05 | 4.8454e-05 | 4.8189e-05 | 0.015954 | 0.016002
0.015953 | 0.058079 | 5.2378e-05 | 0.016006 | 0.013394 | 4.796e-05 | 4.8454e-05 | 4.8207e-05 | 0.015954 | 0.016002
0.015951 | 0.058086 | 5.2391e-05 | 0.016004 | 0.013393 | 4.7978e-05 | 4.8454e-05 | 4.8216e-05 | 0.015954 | 0.016002
0.01595 | 0.058089 | 5.2397e-05 | 0.016003 | 0.013392 | 4.7986e-05 | 4.8454e-05 | 4.822e-05 | 0.015954 | 0.016002
0.01595 | 0.058091 | 5.24e-05 | 0.016002 | 0.013392 | 4.7991e-05 | 4.8454e-05 | 4.8222e-05 | 0.015954 | 0.016002
0.01595 | 0.058092 | 5.2402e-05 | 0.016002 | 0.013392 | 4.7993e-05 | 4.8454e-05 | 4.8223e-05 | 0.015954 | 0.016002
0.01595 | 0.058092 | 5.2402e-05 | 0.016002 | 0.013392 | 4.7994e-05 | 4.8454e-05 | 4.8224e-05 | 0.015954 | 0.016002
0.01595 | 0.058092 | 5.2403e-05 | 0.016002 | 0.013392 | 4.7995e-05 | 4.8454e-05 | 4.8224e-05 | 0.015954 | 0.016002
0.01595 | 0.058093 | 5.2403e-05 | 0.016002 | 0.013392 | 4.7995e-05 | 4.8454e-05 | 4.8224e-05 | 0.015954 | 0.016002
0.01595 | 0.058093 | 5.2403e-05 | 0.016002 | 0.013392 | 4.7995e-05 | 4.8454e-05 | 4.8224e-05 | 0.015954 | 0.016002
0.015949 | 0.058093 | 5.2403e-05 | 0.016002 | 0.013392 | 4.7995e-05 | 4.8454e-05 | 4.8225e-05 | 0.015954 | 0.016002
0.015949 | 0.058093 | 5.2403e-05 | 0.016002 | 0.013392 | 4.7995e-05 | 4.8454e-05 | 4.8225e-05 | 0.015954 | 0.016002
0.015949 | 0.058093 | 5.2403e-05 | 0.016002 | 0.013392 | 4.7995e-05 | 4.8454e-05 | 4.8225e-05 | 0.015954 | 0.016002
0.015949 | 0.058093 | 5.2403e-05 | 0.016002 | 0.013392 | 4.7995e-05 | 4.8454e-05 | 4.8225e-05 | 0.015954 | 0.016002
0.015949 | 0.058093 | 5.2403e-05 | 0.016002 | 0.013392 | 4.7995e-05 | 4.8454e-05 | 4.8225e-05 | 0.015954 | 0.016002
#DIV/0!
Segment number | 13 | Length | 1 | feet
Est. water depth at upper end of segment | velocity | velocity head | total head | Hydraulic Radius | Friction slope | Friction slope | Friction head | Total head | Total head
y2 | V2 | hv2 | H2 | R2 | Sf2 | Sf1 | hf2 | H1 | H2*
(ft) | (ft/s) | (ft) | (ft) | (ft) | (ft/ft) | (ft/ft) | (ft) | (ft) | (ft)
0.046 | 0.020142 | 6.2999e-06 | 0.046006 | 0.02966 | 1.9991e-06 | 4.7995e-05 | 2.4997e-05 | 0.016002 | 0.016027
0.03101 | 0.029879 | 1.3862e-05 | 0.031024 | 0.022612 | 6.3154e-06 | 4.7995e-05 | 2.7155e-05 | 0.016002 | 0.016029
0.023513 | 0.039406 | 2.4113e-05 | 0.023537 | 0.018347 | 1.4516e-05 | 4.7995e-05 | 3.1255e-05 | 0.016002 | 0.016033
0.019761 | 0.046888 | 3.4138e-05 | 0.019795 | 0.015979 | 2.4706e-05 | 4.7995e-05 | 3.6351e-05 | 0.016002 | 0.016038
0.017882 | 0.051813 | 4.1686e-05 | 0.017924 | 0.014728 | 3.3632e-05 | 4.7995e-05 | 4.0814e-05 | 0.016002 | 0.016043
0.016942 | 0.05469 | 4.6444e-05 | 0.016988 | 0.014084 | 3.9772e-05 | 4.7995e-05 | 4.3884e-05 | 0.016002 | 0.016046
0.016471 | 0.056255 | 4.914e-05 | 0.01652 | 0.013757 | 4.342e-05 | 4.7995e-05 | 4.5708e-05 | 0.016002 | 0.016048
0.016235 | 0.057073 | 5.0579e-05 | 0.016285 | 0.013592 | 4.5417e-05 | 4.7995e-05 | 4.6706e-05 | 0.016002 | 0.016049
0.016116 | 0.057492 | 5.1324e-05 | 0.016168 | 0.013509 | 4.6463e-05 | 4.7995e-05 | 4.7229e-05 | 0.016002 | 0.016049
0.016057 | 0.057704 | 5.1704e-05 | 0.016109 | 0.013467 | 4.7e-05 | 4.7995e-05 | 4.7498e-05 | 0.016002 | 0.016049
0.016027 | 0.05781 | 5.1895e-05 | 0.016079 | 0.013446 | 4.7272e-05 | 4.7995e-05 | 4.7634e-05 | 0.016002 | 0.01605
0.016012 | 0.057864 | 5.1992e-05 | 0.016064 | 0.013436 | 4.7409e-05 | 4.7995e-05 | 4.7702e-05 | 0.016002 | 0.01605
0.016005 | 0.057891 | 5.204e-05 | 0.016057 | 0.013431 | 4.7478e-05 | 4.7995e-05 | 4.7736e-05 | 0.016002 | 0.01605
0.016001 | 0.057905 | 5.2064e-05 | 0.016053 | 0.013428 | 4.7512e-05 | 4.7995e-05 | 4.7754e-05 | 0.016002 | 0.01605
0.015999 | 0.057911 | 5.2076e-05 | 0.016052 | 0.013427 | 4.7529e-05 | 4.7995e-05 | 4.7762e-05 | 0.016002 | 0.01605
0.015999 | 0.057915 | 5.2082e-05 | 0.016051 | 0.013426 | 4.7538e-05 | 4.7995e-05 | 4.7767e-05 | 0.016002 | 0.01605
0.015998 | 0.057916 | 5.2085e-05 | 0.01605 | 0.013426 | 4.7542e-05 | 4.7995e-05 | 4.7769e-05 | 0.016002 | 0.01605
0.015998 | 0.057917 | 5.2087e-05 | 0.01605 | 0.013426 | 4.7545e-05 | 4.7995e-05 | 4.777e-05 | 0.016002 | 0.01605
0.015998 | 0.057918 | 5.2088e-05 | 0.01605 | 0.013426 | 4.7546e-05 | 4.7995e-05 | 4.777e-05 | 0.016002 | 0.01605
0.015998 | 0.057918 | 5.2088e-05 | 0.01605 | 0.013425 | 4.7546e-05 | 4.7995e-05 | 4.7771e-05 | 0.016002 | 0.01605
0.015998 | 0.057918 | 5.2088e-05 | 0.01605 | 0.013425 | 4.7546e-05 | 4.7995e-05 | 4.7771e-05 | 0.016002 | 0.01605
0.015998 | 0.057918 | 5.2088e-05 | 0.01605 | 0.013425 | 4.7547e-05 | 4.7995e-05 | 4.7771e-05 | 0.016002 | 0.01605
0.015998 | 0.057918 | 5.2089e-05 | 0.01605 | 0.013425 | 4.7547e-05 | 4.7995e-05 | 4.7771e-05 | 0.016002 | 0.01605
0.015998 | 0.057918 | 5.2089e-05 | 0.01605 | 0.013425 | 4.7547e-05 | 4.7995e-05 | 4.7771e-05 | 0.016002 | 0.01605
0.015998 | 0.057918 | 5.2089e-05 | 0.01605 | 0.013425 | 4.7547e-05 | 4.7995e-05 | 4.7771e-05 | 0.016002 | 0.01605
0.015998 | 0.057918 | 5.2089e-05 | 0.01605 | 0.013425 | 4.7547e-05 | 4.7995e-05 | 4.7771e-05 | 0.016002 | 0.01605
0.015998 | 0.057918 | 5.2089e-05 | 0.01605 | 0.013425 | 4.7547e-05 | 4.7995e-05 | 4.7771e-05 | 0.016002 | 0.01605
0.015998 | 0.057918 | 5.2089e-05 | 0.01605 | 0.013425 | 4.7547e-05 | 4.7995e-05 | 4.7771e-05 | 0.016002 | 0.01605
Segment number | 14 | Length | 1 | feet
Est. water depth at upper end of segment | velocity | velocity head | total head | Hydraulic Radius | Friction slope | Friction slope | Friction head | Total head | Total head
y2 | V2 | hv2 | H2 | R2 | Sf2 | Sf1 | hf2 | H1 | H2*
(ft) | (ft/s) | (ft) | (ft) | (ft) | (ft/ft) | (ft/ft) | (ft) | (ft) | (ft)
0.046 | 0.020142 | 6.2999e-06 | 0.046006 | 0.02966 | 1.9991e-06 | 4.7547e-05 | 2.4773e-05 | 0.01605 | 0.016074
0.031034 | 0.029856 | 1.3841e-05 | 0.031048 | 0.022625 | 6.301e-06 | 4.7547e-05 | 2.6924e-05 | 0.01605 | 0.016077
0.023548 | 0.039347 | 2.404e-05 | 0.023572 | 0.018368 | 1.4449e-05 | 4.7547e-05 | 3.0998e-05 | 0.01605 | 0.016081
0.019803 | 0.046789 | 3.3995e-05 | 0.019837 | 0.016006 | 2.4547e-05 | 4.7547e-05 | 3.6047e-05 | 0.01605 | 0.016086
0.017927 | 0.051684 | 4.1479e-05 | 0.017969 | 0.014759 | 3.3374e-05 | 4.7547e-05 | 4.046e-05 | 0.01605 | 0.01609
0.016988 | 0.054542 | 4.6193e-05 | 0.017034 | 0.014116 | 3.9438e-05 | 4.7547e-05 | 4.3492e-05 | 0.01605 | 0.016093
0.016517 | 0.056095 | 4.8861e-05 | 0.016566 | 0.01379 | 4.3038e-05 | 4.7547e-05 | 4.5292e-05 | 0.01605 | 0.016095
0.016282 | 0.056907 | 5.0286e-05 | 0.016332 | 0.013625 | 4.5007e-05 | 4.7547e-05 | 4.6277e-05 | 0.01605 | 0.016096
0.016164 | 0.057323 | 5.1023e-05 | 0.016215 | 0.013542 | 4.604e-05 | 4.7547e-05 | 4.6793e-05 | 0.01605 | 0.016096
0.016105 | 0.057533 | 5.1399e-05 | 0.016156 | 0.013501 | 4.6569e-05 | 4.7547e-05 | 4.7058e-05 | 0.01605 | 0.016097
0.016075 | 0.057639 | 5.1588e-05 | 0.016127 | 0.01348 | 4.6837e-05 | 4.7547e-05 | 4.7192e-05 | 0.01605 | 0.016097
0.01606 | 0.057693 | 5.1684e-05 | 0.016112 | 0.013469 | 4.6972e-05 | 4.7547e-05 | 4.7259e-05 | 0.01605 | 0.016097
0.016053 | 0.057719 | 5.1732e-05 | 0.016104 | 0.013464 | 4.704e-05 | 4.7547e-05 | 4.7293e-05 | 0.01605 | 0.016097
0.016049 | 0.057733 | 5.1756e-05 | 0.016101 | 0.013462 | 4.7074e-05 | 4.7547e-05 | 4.731e-05 | 0.01605 | 0.016097
0.016047 | 0.057739 | 5.1768e-05 | 0.016099 | 0.01346 | 4.7091e-05 | 4.7547e-05 | 4.7319e-05 | 0.01605 | 0.016097
0.016046 | 0.057743 | 5.1774e-05 | 0.016098 | 0.01346 | 4.7099e-05 | 4.7547e-05 | 4.7323e-05 | 0.01605 | 0.016097
0.016046 | 0.057744 | 5.1777e-05 | 0.016097 | 0.013459 | 4.7104e-05 | 4.7547e-05 | 4.7325e-05 | 0.01605 | 0.016097
0.016045 | 0.057745 | 5.1778e-05 | 0.016097 | 0.013459 | 4.7106e-05 | 4.7547e-05 | 4.7326e-05 | 0.01605 | 0.016097
0.016045 | 0.057746 | 5.1779e-05 | 0.016097 | 0.013459 | 4.7107e-05 | 4.7547e-05 | 4.7327e-05 | 0.01605 | 0.016097
0.016045 | 0.057746 | 5.1779e-05 | 0.016097 | 0.013459 | 4.7107e-05 | 4.7547e-05 | 4.7327e-05 | 0.01605 | 0.016097
0.016045 | 0.057746 | 5.178e-05 | 0.016097 | 0.013459 | 4.7108e-05 | 4.7547e-05 | 4.7327e-05 | 0.01605 | 0.016097
0.016045 | 0.057746 | 5.178e-05 | 0.016097 | 0.013459 | 4.7108e-05 | 4.7547e-05 | 4.7327e-05 | 0.01605 | 0.016097
0.016045 | 0.057746 | 5.178e-05 | 0.016097 | 0.013459 | 4.7108e-05 | 4.7547e-05 | 4.7327e-05 | 0.01605 | 0.016097
0.016045 | 0.057746 | 5.178e-05 | 0.016097 | 0.013459 | 4.7108e-05 | 4.7547e-05 | 4.7327e-05 | 0.01605 | 0.016097
0.016045 | 0.057746 | 5.178e-05 | 0.016097 | 0.013459 | 4.7108e-05 | 4.7547e-05 | 4.7327e-05 | 0.01605 | 0.016097
0.016045 | 0.057746 | 5.178e-05 | 0.016097 | 0.013459 | 4.7108e-05 | 4.7547e-05 | 4.7327e-05 | 0.01605 | 0.016097
0.016045 | 0.057746 | 5.178e-05 | 0.016097 | 0.013459 | 4.7108e-05 | 4.7547e-05 | 4.7327e-05 | 0.01605 | 0.016097
0.016045 | 0.057746 | 5.178e-05 | 0.016097 | 0.013459 | 4.7108e-05 | 4.7547e-05 | 4.7327e-05 | 0.01605 | 0.016097
Segment number | 15 | Length | 1 | feet
Est. water depth at upper end of segment | velocity | velocity head | total head | Hydraulic Radius | Friction slope | Friction slope | Friction head | Total head | Total head
y2 | V2 | hv2 | H2 | R2 | Sf2 | Sf1 | hf2 | H1 | H2*
(ft) | (ft/s) | (ft) | (ft) | (ft) | (ft/ft) | (ft/ft) | (ft) | (ft) | (ft)
0.046 | 0.020142 | 6.2999e-06 | 0.046006 | 0.02966 | 1.9991e-06 | 4.7108e-05 | 2.4554e-05 | 0.016097 | 0.016122
0.031058 | 0.029833 | 1.382e-05 | 0.031071 | 0.022638 | 6.2868e-06 | 4.7108e-05 | 2.6697e-05 | 0.016097 | 0.016124
0.023584 | 0.039288 | 2.3968e-05 | 0.023608 | 0.01839 | 1.4383e-05 | 4.7108e-05 | 3.0746e-05 | 0.016097 | 0.016128
0.019844 | 0.046692 | 3.3853e-05 | 0.019878 | 0.016033 | 2.439e-05 | 4.7108e-05 | 3.5749e-05 | 0.016097 | 0.016133
0.017971 | 0.051557 | 4.1275e-05 | 0.018013 | 0.014788 | 3.312e-05 | 4.7108e-05 | 4.0114e-05 | 0.016097 | 0.016137
0.017034 | 0.054395 | 4.5945e-05 | 0.01708 | 0.014148 | 3.911e-05 | 4.7108e-05 | 4.3109e-05 | 0.016097 | 0.01614
0.016564 | 0.055938 | 4.8588e-05 | 0.016612 | 0.013822 | 4.2663e-05 | 4.7108e-05 | 4.4886e-05 | 0.016097 | 0.016142
0.016329 | 0.056744 | 4.9998e-05 | 0.016379 | 0.013658 | 4.4607e-05 | 4.7108e-05 | 4.5857e-05 | 0.016097 | 0.016143
0.016211 | 0.057157 | 5.0728e-05 | 0.016261 | 0.013575 | 4.5625e-05 | 4.7108e-05 | 4.6366e-05 | 0.016097 | 0.016143
0.016152 | 0.057365 | 5.1099e-05 | 0.016203 | 0.013534 | 4.6147e-05 | 4.7108e-05 | 4.6627e-05 | 0.016097 | 0.016144
0.016122 | 0.057471 | 5.1287e-05 | 0.016173 | 0.013513 | 4.6411e-05 | 4.7108e-05 | 4.676e-05 | 0.016097 | 0.016144
0.016107 | 0.057524 | 5.1381e-05 | 0.016159 | 0.013503 | 4.6544e-05 | 4.7108e-05 | 4.6826e-05 | 0.016097 | 0.016144
0.0161 | 0.05755 | 5.1429e-05 | 0.016151 | 0.013497 | 4.6611e-05 | 4.7108e-05 | 4.686e-05 | 0.016097 | 0.016144
0.016096 | 0.057563 | 5.1453e-05 | 0.016148 | 0.013495 | 4.6645e-05 | 4.7108e-05 | 4.6876e-05 | 0.016097 | 0.016144
0.016094 | 0.05757 | 5.1464e-05 | 0.016146 | 0.013493 | 4.6662e-05 | 4.7108e-05 | 4.6885e-05 | 0.016097 | 0.016144
0.016093 | 0.057573 | 5.147e-05 | 0.016145 | 0.013493 | 4.667e-05 | 4.7108e-05 | 4.6889e-05 | 0.016097 | 0.016144
0.016093 | 0.057575 | 5.1473e-05 | 0.016144 | 0.013492 | 4.6674e-05 | 4.7108e-05 | 4.6891e-05 | 0.016097 | 0.016144
0.016093 | 0.057576 | 5.1475e-05 | 0.016144 | 0.013492 | 4.6676e-05 | 4.7108e-05 | 4.6892e-05 | 0.016097 | 0.016144
0.016093 | 0.057576 | 5.1476e-05 | 0.016144 | 0.013492 | 4.6677e-05 | 4.7108e-05 | 4.6893e-05 | 0.016097 | 0.016144
0.016092 | 0.057577 | 5.1476e-05 | 0.016144 | 0.013492 | 4.6678e-05 | 4.7108e-05 | 4.6893e-05 | 0.016097 | 0.016144
0.016092 | 0.057577 | 5.1476e-05 | 0.016144 | 0.013492 | 4.6678e-05 | 4.7108e-05 | 4.6893e-05 | 0.016097 | 0.016144
0.016092 | 0.057577 | 5.1476e-05 | 0.016144 | 0.013492 | 4.6678e-05 | 4.7108e-05 | 4.6893e-05 | 0.016097 | 0.016144
0.016092 | 0.057577 | 5.1476e-05 | 0.016144 | 0.013492 | 4.6678e-05 | 4.7108e-05 | 4.6893e-05 | 0.016097 | 0.016144
0.016092 | 0.057577 | 5.1476e-05 | 0.016144 | 0.013492 | 4.6678e-05 | 4.7108e-05 | 4.6893e-05 | 0.016097 | 0.016144
0.016092 | 0.057577 | 5.1476e-05 | 0.016144 | 0.013492 | 4.6678e-05 | 4.7108e-05 | 4.6893e-05 | 0.016097 | 0.016144
0.016092 | 0.057577 | 5.1476e-05 | 0.016144 | 0.013492 | 4.6678e-05 | 4.7108e-05 | 4.6893e-05 | 0.016097 | 0.016144
0.016092 | 0.057577 | 5.1476e-05 | 0.016144 | 0.013492 | 4.6678e-05 | 4.7108e-05 | 4.6893e-05 | 0.016097 | 0.016144
0.016092 | 0.057577 | 5.1476e-05 | 0.016144 | 0.013492 | 4.6679e-05 | 4.7108e-05 | 4.6893e-05 | 0.016097 | 0.016144
Segment number | 16 | Length | 1 | feet
Est. water depth at upper end of segment | velocity | velocity head | total head | Hydraulic Radius | Friction slope | Friction slope | Friction head | Total head | Total head
y2 | V2 | hv2 | H2 | R2 | Sf2 | Sf1 | hf2 | H1 | H2*
(ft) | (ft/s) | (ft) | (ft) | (ft) | (ft/ft) | (ft/ft) | (ft) | (ft) | (ft)
0.046 | 0.020142 | 6.2999e-06 | 0.046006 | 0.02966 | 1.9991e-06 | 4.6679e-05 | 2.4339e-05 | 0.016144 | 0.016168
0.031081 | 0.029811 | 1.3799e-05 | 0.031095 | 0.02265 | 6.2728e-06 | 4.6679e-05 | 2.6476e-05 | 0.016144 | 0.01617
0.023619 | 0.039229 | 2.3897e-05 | 0.023643 | 0.018411 | 1.4318e-05 | 4.6679e-05 | 3.0498e-05 | 0.016144 | 0.016174
0.019885 | 0.046596 | 3.3714e-05 | 0.019918 | 0.01606 | 2.4236e-05 | 4.6679e-05 | 3.5457e-05 | 0.016144 | 0.016179
0.018015 | 0.051432 | 4.1075e-05 | 0.018056 | 0.014818 | 3.2871e-05 | 4.6679e-05 | 3.9775e-05 | 0.016144 | 0.016184
0.017079 | 0.054251 | 4.5702e-05 | 0.017125 | 0.014179 | 3.8789e-05 | 4.6679e-05 | 4.2734e-05 | 0.016144 | 0.016187
0.01661 | 0.055783 | 4.8319e-05 | 0.016658 | 0.013854 | 4.2296e-05 | 4.6679e-05 | 4.4487e-05 | 0.016144 | 0.016188
0.016375 | 0.056583 | 4.9715e-05 | 0.016425 | 0.01369 | 4.4214e-05 | 4.6679e-05 | 4.5446e-05 | 0.016144 | 0.016189
0.016257 | 0.056993 | 5.0438e-05 | 0.016308 | 0.013608 | 4.5219e-05 | 4.6679e-05 | 4.5949e-05 | 0.016144 | 0.01619
0.016198 | 0.0572 | 5.0805e-05 | 0.016249 | 0.013567 | 4.5734e-05 | 4.6679e-05 | 4.6206e-05 | 0.016144 | 0.01619
0.016169 | 0.057305 | 5.0991e-05 | 0.01622 | 0.013546 | 4.5994e-05 | 4.6679e-05 | 4.6336e-05 | 0.016144 | 0.01619
0.016154 | 0.057357 | 5.1085e-05 | 0.016205 | 0.013535 | 4.6126e-05 | 4.6679e-05 | 4.6402e-05 | 0.016144 | 0.01619
0.016147 | 0.057383 | 5.1131e-05 | 0.016198 | 0.01353 | 4.6192e-05 | 4.6679e-05 | 4.6435e-05 | 0.016144 | 0.01619
0.016143 | 0.057397 | 5.1155e-05 | 0.016194 | 0.013528 | 4.6225e-05 | 4.6679e-05 | 4.6452e-05 | 0.016144 | 0.01619
0.016141 | 0.057403 | 5.1167e-05 | 0.016192 | 0.013526 | 4.6241e-05 | 4.6679e-05 | 4.646e-05 | 0.016144 | 0.01619
0.01614 | 0.057407 | 5.1173e-05 | 0.016191 | 0.013526 | 4.625e-05 | 4.6679e-05 | 4.6464e-05 | 0.016144 | 0.01619
0.01614 | 0.057408 | 5.1176e-05 | 0.016191 | 0.013525 | 4.6254e-05 | 4.6679e-05 | 4.6466e-05 | 0.016144 | 0.01619
0.016139 | 0.057409 | 5.1177e-05 | 0.016191 | 0.013525 | 4.6256e-05 | 4.6679e-05 | 4.6467e-05 | 0.016144 | 0.01619
0.016139 | 0.057409 | 5.1178e-05 | 0.01619 | 0.013525 | 4.6257e-05 | 4.6679e-05 | 4.6468e-05 | 0.016144 | 0.01619
0.016139 | 0.05741 | 5.1178e-05 | 0.01619 | 0.013525 | 4.6258e-05 | 4.6679e-05 | 4.6468e-05 | 0.016144 | 0.01619
0.016139 | 0.05741 | 5.1178e-05 | 0.01619 | 0.013525 | 4.6258e-05 | 4.6679e-05 | 4.6468e-05 | 0.016144 | 0.01619
0.016139 | 0.05741 | 5.1178e-05 | 0.01619 | 0.013525 | 4.6258e-05 | 4.6679e-05 | 4.6468e-05 | 0.016144 | 0.01619
0.016139 | 0.05741 | 5.1179e-05 | 0.01619 | 0.013525 | 4.6258e-05 | 4.6679e-05 | 4.6468e-05 | 0.016144 | 0.01619
0.016139 | 0.05741 | 5.1179e-05 | 0.01619 | 0.013525 | 4.6258e-05 | 4.6679e-05 | 4.6468e-05 | 0.016144 | 0.01619
0.016139 | 0.05741 | 5.1179e-05 | 0.01619 | 0.013525 | 4.6258e-05 | 4.6679e-05 | 4.6468e-05 | 0.016144 | 0.01619
0.016139 | 0.05741 | 5.1179e-05 | 0.01619 | 0.013525 | 4.6258e-05 | 4.6679e-05 | 4.6468e-05 | 0.016144 | 0.01619
0.016139 | 0.05741 | 5.1179e-05 | 0.01619 | 0.013525 | 4.6258e-05 | 4.6679e-05 | 4.6468e-05 | 0.016144 | 0.01619
0.016139 | 0.05741 | 5.1179e-05 | 0.01619 | 0.013525 | 4.6258e-05 | 4.6679e-05 | 4.6468e-05 | 0.016144 | 0.01619
Segment number | 17 | Length | 1 | feet
Est. water depth at upper end of segment | velocity | velocity head | total head | Hydraulic Radius | Friction slope | Friction slope | Friction head | Total head | Total head
y2 | V2 | hv2 | H2 | R2 | Sf2 | Sf1 | hf2 | H1 | H2*
(ft) | (ft/s) | (ft) | (ft) | (ft) | (ft/ft) | (ft/ft) | (ft) | (ft) | (ft)
0.046 | 0.020142 | 6.2999e-06 | 0.046006 | 0.02966 | 1.9991e-06 | 4.6258e-05 | 2.4129e-05 | 0.01619 | 0.016214
0.031104 | 0.029789 | 1.3779e-05 | 0.031118 | 0.022662 | 6.259e-06 | 4.6258e-05 | 2.6259e-05 | 0.01619 | 0.016217
0.023653 | 0.039172 | 2.3827e-05 | 0.023677 | 0.018432 | 1.4255e-05 | 4.6258e-05 | 3.0256e-05 | 0.01619 | 0.016221
0.019925 | 0.046502 | 3.3578e-05 | 0.019959 | 0.016086 | 2.4085e-05 | 4.6258e-05 | 3.5171e-05 | 0.01619 | 0.016226
0.018059 | 0.051308 | 4.0878e-05 | 0.018099 | 0.014847 | 3.2627e-05 | 4.6258e-05 | 3.9443e-05 | 0.01619 | 0.01623
0.017124 | 0.054109 | 4.5463e-05 | 0.017169 | 0.01421 | 3.8474e-05 | 4.6258e-05 | 4.2366e-05 | 0.01619 | 0.016233
0.016655 | 0.05563 | 4.8055e-05 | 0.016704 | 0.013886 | 4.1937e-05 | 4.6258e-05 | 4.4098e-05 | 0.01619 | 0.016234
0.016421 | 0.056425 | 4.9437e-05 | 0.01647 | 0.013722 | 4.383e-05 | 4.6258e-05 | 4.5044e-05 | 0.01619 | 0.016235
0.016303 | 0.056831 | 5.0152e-05 | 0.016354 | 0.01364 | 4.4821e-05 | 4.6258e-05 | 4.554e-05 | 0.01619 | 0.016236
0.016245 | 0.057037 | 5.0516e-05 | 0.016295 | 0.013599 | 4.5329e-05 | 4.6258e-05 | 4.5794e-05 | 0.01619 | 0.016236
0.016215 | 0.057141 | 5.07e-05 | 0.016266 | 0.013578 | 4.5586e-05 | 4.6258e-05 | 4.5922e-05 | 0.01619 | 0.016236
0.0162 | 0.057193 | 5.0793e-05 | 0.016251 | 0.013568 | 4.5716e-05 | 4.6258e-05 | 4.5987e-05 | 0.01619 | 0.016236
0.016193 | 0.057219 | 5.0839e-05 | 0.016244 | 0.013563 | 4.5781e-05 | 4.6258e-05 | 4.602e-05 | 0.01619 | 0.016236
0.016189 | 0.057232 | 5.0862e-05 | 0.01624 | 0.01356 | 4.5814e-05 | 4.6258e-05 | 4.6036e-05 | 0.01619 | 0.016236
0.016187 | 0.057239 | 5.0874e-05 | 0.016238 | 0.013559 | 4.583e-05 | 4.6258e-05 | 4.6044e-05 | 0.01619 | 0.016236
0.016186 | 0.057242 | 5.088e-05 | 0.016237 | 0.013558 | 4.5838e-05 | 4.6258e-05 | 4.6048e-05 | 0.01619 | 0.016236
0.016186 | 0.057244 | 5.0883e-05 | 0.016237 | 0.013558 | 4.5842e-05 | 4.6258e-05 | 4.605e-05 | 0.01619 | 0.016236
0.016186 | 0.057245 | 5.0884e-05 | 0.016237 | 0.013558 | 4.5844e-05 | 4.6258e-05 | 4.6051e-05 | 0.01619 | 0.016236
0.016186 | 0.057245 | 5.0885e-05 | 0.016237 | 0.013558 | 4.5846e-05 | 4.6258e-05 | 4.6052e-05 | 0.01619 | 0.016236
0.016186 | 0.057245 | 5.0886e-05 | 0.016236 | 0.013558 | 4.5846e-05 | 4.6258e-05 | 4.6052e-05 | 0.01619 | 0.016236
0.016186 | 0.057245 | 5.0886e-05 | 0.016236 | 0.013558 | 4.5846e-05 | 4.6258e-05 | 4.6052e-05 | 0.01619 | 0.016236
0.016186 | 0.057245 | 5.0886e-05 | 0.016236 | 0.013558 | 4.5846e-05 | 4.6258e-05 | 4.6052e-05 | 0.01619 | 0.016236
0.016186 | 0.057246 | 5.0886e-05 | 0.016236 | 0.013558 | 4.5846e-05 | 4.6258e-05 | 4.6052e-05 | 0.01619 | 0.016236
0.016186 | 0.057246 | 5.0886e-05 | 0.016236 | 0.013558 | 4.5847e-05 | 4.6258e-05 | 4.6052e-05 | 0.01619 | 0.016236
0.016186 | 0.057246 | 5.0886e-05 | 0.016236 | 0.013558 | 4.5847e-05 | 4.6258e-05 | 4.6052e-05 | 0.01619 | 0.016236
0.016186 | 0.057246 | 5.0886e-05 | 0.016236 | 0.013558 | 4.5847e-05 | 4.6258e-05 | 4.6052e-05 | 0.01619 | 0.016236
0.016186 | 0.057246 | 5.0886e-05 | 0.016236 | 0.013558 | 4.5847e-05 | 4.6258e-05 | 4.6052e-05 | 0.01619 | 0.016236
0.016186 | 0.057246 | 5.0886e-05 | 0.016236 | 0.013558 | 4.5847e-05 | 4.6258e-05 | 4.6052e-05 | 0.01619 | 0.016236
Segment number | 18 | Length | 1 | feet
Est. water depth at upper end of segment | velocity | velocity head | total head | Hydraulic Radius | Friction slope | Friction slope | Friction head | Total head | Total head
y2 | V2 | hv2 | H2 | R2 | Sf2 | Sf1 | hf2 | H1 | H2*
(ft) | (ft/s) | (ft) | (ft) | (ft) | (ft/ft) | (ft/ft) | (ft) | (ft) | (ft)
0.046 | 0.020142 | 6.2999e-06 | 0.046006 | 0.02966 | 1.9991e-06 | 4.5847e-05 | 2.3923e-05 | 0.016236 | 0.01626
0.031127 | 0.029767 | 1.3759e-05 | 0.031141 | 0.022674 | 6.2453e-06 | 4.5847e-05 | 2.6046e-05 | 0.016236 | 0.016262
0.023688 | 0.039115 | 2.3757e-05 | 0.023712 | 0.018453 | 1.4192e-05 | 4.5847e-05 | 3.0019e-05 | 0.016236 | 0.016266
0.019965 | 0.046408 | 3.3443e-05 | 0.019999 | 0.016113 | 2.3936e-05 | 4.5847e-05 | 3.4891e-05 | 0.016236 | 0.016271
0.018102 | 0.051186 | 4.0684e-05 | 0.018142 | 0.014877 | 3.2388e-05 | 4.5847e-05 | 3.9117e-05 | 0.016236 | 0.016276
0.017168 | 0.053969 | 4.5227e-05 | 0.017213 | 0.01424 | 3.8165e-05 | 4.5847e-05 | 4.2006e-05 | 0.016236 | 0.016278
0.016701 | 0.05548 | 4.7795e-05 | 0.016748 | 0.013917 | 4.1585e-05 | 4.5847e-05 | 4.3716e-05 | 0.016236 | 0.01628
0.016467 | 0.056269 | 4.9164e-05 | 0.016516 | 0.013754 | 4.3453e-05 | 4.5847e-05 | 4.465e-05 | 0.016236 | 0.016281
0.016349 | 0.056672 | 4.9872e-05 | 0.016399 | 0.013672 | 4.4432e-05 | 4.5847e-05 | 4.5139e-05 | 0.016236 | 0.016282
0.01629 | 0.056877 | 5.0233e-05 | 0.016341 | 0.013631 | 4.4933e-05 | 4.5847e-05 | 4.539e-05 | 0.016236 | 0.016282
0.016261 | 0.05698 | 5.0415e-05 | 0.016311 | 0.01361 | 4.5187e-05 | 4.5847e-05 | 4.5517e-05 | 0.016236 | 0.016282
0.016246 | 0.057032 | 5.0506e-05 | 0.016297 | 0.0136 | 4.5315e-05 | 4.5847e-05 | 4.5581e-05 | 0.016236 | 0.016282
0.016239 | 0.057057 | 5.0552e-05 | 0.016289 | 0.013595 | 4.5379e-05 | 4.5847e-05 | 4.5613e-05 | 0.016236 | 0.016282
0.016235 | 0.05707 | 5.0575e-05 | 0.016286 | 0.013592 | 4.5411e-05 | 4.5847e-05 | 4.5629e-05 | 0.016236 | 0.016282
0.016233 | 0.057077 | 5.0587e-05 | 0.016284 | 0.013591 | 4.5427e-05 | 4.5847e-05 | 4.5637e-05 | 0.016236 | 0.016282
0.016232 | 0.05708 | 5.0592e-05 | 0.016283 | 0.01359 | 4.5435e-05 | 4.5847e-05 | 4.5641e-05 | 0.016236 | 0.016282
0.016232 | 0.057082 | 5.0595e-05 | 0.016283 | 0.01359 | 4.5439e-05 | 4.5847e-05 | 4.5643e-05 | 0.016236 | 0.016282
0.016232 | 0.057083 | 5.0597e-05 | 0.016282 | 0.01359 | 4.5441e-05 | 4.5847e-05 | 4.5644e-05 | 0.016236 | 0.016282
0.016232 | 0.057083 | 5.0598e-05 | 0.016282 | 0.01359 | 4.5442e-05 | 4.5847e-05 | 4.5644e-05 | 0.016236 | 0.016282
0.016232 | 0.057083 | 5.0598e-05 | 0.016282 | 0.01359 | 4.5443e-05 | 4.5847e-05 | 4.5645e-05 | 0.016236 | 0.016282
0.016231 | 0.057083 | 5.0598e-05 | 0.016282 | 0.01359 | 4.5443e-05 | 4.5847e-05 | 4.5645e-05 | 0.016236 | 0.016282
0.016231 | 0.057083 | 5.0598e-05 | 0.016282 | 0.01359 | 4.5443e-05 | 4.5847e-05 | 4.5645e-05 | 0.016236 | 0.016282
0.016231 | 0.057084 | 5.0598e-05 | 0.016282 | 0.01359 | 4.5443e-05 | 4.5847e-05 | 4.5645e-05 | 0.016236 | 0.016282
0.016231 | 0.057084 | 5.0598e-05 | 0.016282 | 0.01359 | 4.5443e-05 | 4.5847e-05 | 4.5645e-05 | 0.016236 | 0.016282
0.016231 | 0.057084 | 5.0598e-05 | 0.016282 | 0.01359 | 4.5443e-05 | 4.5847e-05 | 4.5645e-05 | 0.016236 | 0.016282
0.016231 | 0.057084 | 5.0598e-05 | 0.016282 | 0.01359 | 4.5443e-05 | 4.5847e-05 | 4.5645e-05 | 0.016236 | 0.016282
0.016231 | 0.057084 | 5.0598e-05 | 0.016282 | 0.01359 | 4.5443e-05 | 4.5847e-05 | 4.5645e-05 | 0.016236 | 0.016282
0.016231 | 0.057084 | 5.0598e-05 | 0.016282 | 0.01359 | 4.5443e-05 | 4.5847e-05 | 4.5645e-05 | 0.016236 | 0.016282
Segment number | 19 | Length | 1 | feet
Est. water depth at upper end of segment | velocity | velocity head | total head | Hydraulic Radius | Friction slope | Friction slope | Friction head | Total head | Total head
y2 | V2 | hv2 | H2 | R2 | Sf2 | Sf1 | hf2 | H1 | H2*
(ft) | (ft/s) | (ft) | (ft) | (ft) | (ft/ft) | (ft/ft) | (ft) | (ft) | (ft)
0.046 | 0.020142 | 6.2999e-06 | 0.046006 | 0.02966 | 1.9991e-06 | 4.5443e-05 | 2.3721e-05 | 0.016282 | 0.016306
0.03115 | 0.029745 | 1.3739e-05 | 0.031163 | 0.022687 | 6.2318e-06 | 4.5443e-05 | 2.5838e-05 | 0.016282 | 0.016308
0.023722 | 0.039059 | 2.3689e-05 | 0.023746 | 0.018474 | 1.413e-05 | 4.5443e-05 | 2.9787e-05 | 0.016282 | 0.016312
0.020005 | 0.046316 | 3.331e-05 | 0.020038 | 0.016139 | 2.379e-05 | 4.5443e-05 | 3.4617e-05 | 0.016282 | 0.016317
0.018144 | 0.051066 | 4.0493e-05 | 0.018185 | 0.014905 | 3.2153e-05 | 4.5443e-05 | 3.8798e-05 | 0.016282 | 0.016321
0.017212 | 0.053831 | 4.4996e-05 | 0.017257 | 0.014271 | 3.7862e-05 | 4.5443e-05 | 4.1653e-05 | 0.016282 | 0.016324
0.016745 | 0.055331 | 4.754e-05 | 0.016793 | 0.013948 | 4.124e-05 | 4.5443e-05 | 4.3342e-05 | 0.016282 | 0.016325
0.016512 | 0.056115 | 4.8895e-05 | 0.016561 | 0.013786 | 4.3084e-05 | 4.5443e-05 | 4.4264e-05 | 0.016282 | 0.016326
0.016395 | 0.056516 | 4.9597e-05 | 0.016444 | 0.013704 | 4.405e-05 | 4.5443e-05 | 4.4747e-05 | 0.016282 | 0.016327
0.016336 | 0.056719 | 4.9953e-05 | 0.016386 | 0.013663 | 4.4545e-05 | 4.5443e-05 | 4.4994e-05 | 0.016282 | 0.016327
0.016306 | 0.056821 | 5.0134e-05 | 0.016357 | 0.013642 | 4.4795e-05 | 4.5443e-05 | 4.5119e-05 | 0.016282 | 0.016327
0.016292 | 0.056872 | 5.0224e-05 | 0.016342 | 0.013632 | 4.4921e-05 | 4.5443e-05 | 4.5182e-05 | 0.016282 | 0.016327
0.016284 | 0.056898 | 5.027e-05 | 0.016335 | 0.013627 | 4.4985e-05 | 4.5443e-05 | 4.5214e-05 | 0.016282 | 0.016327
0.016281 | 0.056911 | 5.0293e-05 | 0.016331 | 0.013624 | 4.5017e-05 | 4.5443e-05 | 4.523e-05 | 0.016282 | 0.016327
0.016279 | 0.056917 | 5.0304e-05 | 0.016329 | 0.013623 | 4.5033e-05 | 4.5443e-05 | 4.5238e-05 | 0.016282 | 0.016327
0.016278 | 0.056921 | 5.031e-05 | 0.016328 | 0.013622 | 4.5041e-05 | 4.5443e-05 | 4.5242e-05 | 0.016282 | 0.016327
0.016277 | 0.056922 | 5.0313e-05 | 0.016328 | 0.013622 | 4.5045e-05 | 4.5443e-05 | 4.5244e-05 | 0.016282 | 0.016327
0.016277 | 0.056923 | 5.0314e-05 | 0.016328 | 0.013622 | 4.5047e-05 | 4.5443e-05 | 4.5245e-05 | 0.016282 | 0.016327
0.016277 | 0.056923 | 5.0315e-05 | 0.016327 | 0.013622 | 4.5048e-05 | 4.5443e-05 | 4.5246e-05 | 0.016282 | 0.016327
0.016277 | 0.056924 | 5.0315e-05 | 0.016327 | 0.013622 | 4.5048e-05 | 4.5443e-05 | 4.5246e-05 | 0.016282 | 0.016327
0.016277 | 0.056924 | 5.0315e-05 | 0.016327 | 0.013622 | 4.5048e-05 | 4.5443e-05 | 4.5246e-05 | 0.016282 | 0.016327
0.016277 | 0.056924 | 5.0316e-05 | 0.016327 | 0.013622 | 4.5048e-05 | 4.5443e-05 | 4.5246e-05 | 0.016282 | 0.016327
0.016277 | 0.056924 | 5.0316e-05 | 0.016327 | 0.013622 | 4.5049e-05 | 4.5443e-05 | 4.5246e-05 | 0.016282 | 0.016327
0.016277 | 0.056924 | 5.0316e-05 | 0.016327 | 0.013622 | 4.5049e-05 | 4.5443e-05 | 4.5246e-05 | 0.016282 | 0.016327
0.016277 | 0.056924 | 5.0316e-05 | 0.016327 | 0.013622 | 4.5049e-05 | 4.5443e-05 | 4.5246e-05 | 0.016282 | 0.016327
0.016277 | 0.056924 | 5.0316e-05 | 0.016327 | 0.013622 | 4.5049e-05 | 4.5443e-05 | 4.5246e-05 | 0.016282 | 0.016327
0.016277 | 0.056924 | 5.0316e-05 | 0.016327 | 0.013622 | 4.5049e-05 | 4.5443e-05 | 4.5246e-05 | 0.016282 | 0.016327
0.016277 | 0.056924 | 5.0316e-05 | 0.016327 | 0.013622 | 4.5049e-05 | 4.5443e-05 | 4.5246e-05 | 0.016282 | 0.016327
Segment number | 20 | Length | 1 | feet
Est. water depth at upper end of segment | velocity | velocity head | total head | Hydraulic Radius | Friction slope | Friction slope | Friction head | Total head | Total head
y2 | V2 | hv2 | H2 | R2 | Sf2 | Sf1 | hf2 | H1 | H2*
(ft) | (ft/s) | (ft) | (ft) | (ft) | (ft/ft) | (ft/ft) | (ft) | (ft) | (ft)
0.046 | 0.020142 | 6.2999e-06 | 0.046006 | 0.02966 | 1.9991e-06 | 4.5049e-05 | 2.3524e-05 | 0.016327 | 0.016351
0.031172 | 0.029723 | 1.3719e-05 | 0.031186 | 0.022698 | 6.2184e-06 | 4.5049e-05 | 2.5633e-05 | 0.016327 | 0.016353
0.023756 | 0.039003 | 2.3622e-05 | 0.023779 | 0.018494 | 1.4069e-05 | 4.5049e-05 | 2.9559e-05 | 0.016327 | 0.016357
0.020044 | 0.046225 | 3.3179e-05 | 0.020078 | 0.016164 | 2.3646e-05 | 4.5049e-05 | 3.4347e-05 | 0.016327 | 0.016362
0.018186 | 0.050947 | 4.0304e-05 | 0.018227 | 0.014934 | 3.1922e-05 | 4.5049e-05 | 3.8485e-05 | 0.016327 | 0.016366
0.017256 | 0.053694 | 4.4768e-05 | 0.017301 | 0.014301 | 3.7566e-05 | 4.5049e-05 | 4.1307e-05 | 0.016327 | 0.016369
0.01679 | 0.055185 | 4.7288e-05 | 0.016837 | 0.013979 | 4.0902e-05 | 4.5049e-05 | 4.2975e-05 | 0.016327 | 0.01637
0.016556 | 0.055963 | 4.8631e-05 | 0.016605 | 0.013817 | 4.2723e-05 | 4.5049e-05 | 4.3886e-05 | 0.016327 | 0.016371
0.016439 | 0.056361 | 4.9326e-05 | 0.016489 | 0.013735 | 4.3676e-05 | 4.5049e-05 | 4.4362e-05 | 0.016327 | 0.016372
0.016381 | 0.056563 | 4.9679e-05 | 0.016431 | 0.013694 | 4.4164e-05 | 4.5049e-05 | 4.4606e-05 | 0.016327 | 0.016372
0.016352 | 0.056664 | 4.9858e-05 | 0.016401 | 0.013674 | 4.4412e-05 | 4.5049e-05 | 4.473e-05 | 0.016327 | 0.016372
0.016337 | 0.056715 | 4.9947e-05 | 0.016387 | 0.013664 | 4.4536e-05 | 4.5049e-05 | 4.4792e-05 | 0.016327 | 0.016372
0.01633 | 0.056741 | 4.9992e-05 | 0.016379 | 0.013658 | 4.4599e-05 | 4.5049e-05 | 4.4824e-05 | 0.016327 | 0.016372
0.016326 | 0.056754 | 5.0015e-05 | 0.016376 | 0.013656 | 4.463e-05 | 4.5049e-05 | 4.4839e-05 | 0.016327 | 0.016372
0.016324 | 0.05676 | 5.0026e-05 | 0.016374 | 0.013655 | 4.4646e-05 | 4.5049e-05 | 4.4847e-05 | 0.016327 | 0.016372
0.016323 | 0.056763 | 5.0032e-05 | 0.016373 | 0.013654 | 4.4654e-05 | 4.5049e-05 | 4.4851e-05 | 0.016327 | 0.016372
0.016323 | 0.056765 | 5.0035e-05 | 0.016373 | 0.013654 | 4.4658e-05 | 4.5049e-05 | 4.4853e-05 | 0.016327 | 0.016372
0.016322 | 0.056766 | 5.0036e-05 | 0.016372 | 0.013653 | 4.466e-05 | 4.5049e-05 | 4.4854e-05 | 0.016327 | 0.016372
0.016322 | 0.056766 | 5.0037e-05 | 0.016372 | 0.013653 | 4.4661e-05 | 4.5049e-05 | 4.4855e-05 | 0.016327 | 0.016372
0.016322 | 0.056766 | 5.0037e-05 | 0.016372 | 0.013653 | 4.4661e-05 | 4.5049e-05 | 4.4855e-05 | 0.016327 | 0.016372
0.016322 | 0.056766 | 5.0038e-05 | 0.016372 | 0.013653 | 4.4661e-05 | 4.5049e-05 | 4.4855e-05 | 0.016327 | 0.016372
0.016322 | 0.056766 | 5.0038e-05 | 0.016372 | 0.013653 | 4.4662e-05 | 4.5049e-05 | 4.4855e-05 | 0.016327 | 0.016372
0.016322 | 0.056766 | 5.0038e-05 | 0.016372 | 0.013653 | 4.4662e-05 | 4.5049e-05 | 4.4855e-05 | 0.016327 | 0.016372
0.016322 | 0.056766 | 5.0038e-05 | 0.016372 | 0.013653 | 4.4662e-05 | 4.5049e-05 | 4.4855e-05 | 0.016327 | 0.016372
0.016322 | 0.056766 | 5.0038e-05 | 0.016372 | 0.013653 | 4.4662e-05 | 4.5049e-05 | 4.4855e-05 | 0.016327 | 0.016372
0.016322 | 0.056766 | 5.0038e-05 | 0.016372 | 0.013653 | 4.4662e-05 | 4.5049e-05 | 4.4855e-05 | 0.016327 | 0.016372
0.016322 | 0.056766 | 5.0038e-05 | 0.016372 | 0.013653 | 4.4662e-05 | 4.5049e-05 | 4.4855e-05 | 0.016327 | 0.016372
0.016322 | 0.056766 | 5.0038e-05 | 0.016372 | 0.013653 | 4.4662e-05 | 4.5049e-05 | 4.4855e-05 | 0.016327 | 0.016372
Segment number | 21 | Length | 1 | feet
Est. water depth at upper end of segment | velocity | velocity head | total head | Hydraulic Radius | Friction slope | Friction slope | Friction head | Total head | Total head
y2 | V2 | hv2 | H2 | R2 | Sf2 | Sf1 | hf2 | H1 | H2*
(ft) | (ft/s) | (ft) | (ft) | (ft) | (ft/ft) | (ft/ft) | (ft) | (ft) | (ft)
0.046 | 0.020142 | 6.2999e-06 | 0.046006 | 0.02966 | 1.9991e-06 | 4.4662e-05 | 2.333e-05 | 0.016372 | 0.016395
0.031195 | 0.029702 | 1.3699e-05 | 0.031208 | 0.02271 | 6.2052e-06 | 4.4662e-05 | 2.5433e-05 | 0.016372 | 0.016398
0.023789 | 0.038948 | 2.3555e-05 | 0.023813 | 0.018514 | 1.4009e-05 | 4.4662e-05 | 2.9335e-05 | 0.016372 | 0.016401
0.020084 | 0.046135 | 3.305e-05 | 0.020117 | 0.01619 | 2.3505e-05 | 4.4662e-05 | 3.4083e-05 | 0.016372 | 0.016406
0.018228 | 0.05083 | 4.0119e-05 | 0.018269 | 0.014962 | 3.1695e-05 | 4.4662e-05 | 3.8179e-05 | 0.016372 | 0.01641
0.017299 | 0.05356 | 4.4544e-05 | 0.017344 | 0.01433 | 3.7274e-05 | 4.4662e-05 | 4.0968e-05 | 0.016372 | 0.016413
0.016834 | 0.055041 | 4.7041e-05 | 0.016881 | 0.01401 | 4.057e-05 | 4.4662e-05 | 4.2616e-05 | 0.016372 | 0.016415
0.016601 | 0.055813 | 4.8372e-05 | 0.016649 | 0.013848 | 4.2368e-05 | 4.4662e-05 | 4.3515e-05 | 0.016372 | 0.016416
0.016484 | 0.056209 | 4.9059e-05 | 0.016533 | 0.013766 | 4.3309e-05 | 4.4662e-05 | 4.3985e-05 | 0.016372 | 0.016416
0.016426 | 0.056409 | 4.9409e-05 | 0.016475 | 0.013726 | 4.3791e-05 | 4.4662e-05 | 4.4227e-05 | 0.016372 | 0.016416
0.016396 | 0.05651 | 4.9586e-05 | 0.016446 | 0.013705 | 4.4036e-05 | 4.4662e-05 | 4.4349e-05 | 0.016372 | 0.016416
0.016382 | 0.05656 | 4.9675e-05 | 0.016431 | 0.013695 | 4.4159e-05 | 4.4662e-05 | 4.441e-05 | 0.016372 | 0.016417
0.016374 | 0.056586 | 4.972e-05 | 0.016424 | 0.01369 | 4.422e-05 | 4.4662e-05 | 4.4441e-05 | 0.016372 | 0.016417
0.016371 | 0.056598 | 4.9742e-05 | 0.01642 | 0.013687 | 4.4251e-05 | 4.4662e-05 | 4.4456e-05 | 0.016372 | 0.016417
0.016369 | 0.056605 | 4.9753e-05 | 0.016418 | 0.013686 | 4.4267e-05 | 4.4662e-05 | 4.4464e-05 | 0.016372 | 0.016417
0.016368 | 0.056608 | 4.9759e-05 | 0.016418 | 0.013685 | 4.4275e-05 | 4.4662e-05 | 4.4468e-05 | 0.016372 | 0.016417
0.016367 | 0.05661 | 4.9762e-05 | 0.016417 | 0.013685 | 4.4279e-05 | 4.4662e-05 | 4.447e-05 | 0.016372 | 0.016417
0.016367 | 0.05661 | 4.9763e-05 | 0.016417 | 0.013685 | 4.428e-05 | 4.4662e-05 | 4.4471e-05 | 0.016372 | 0.016417
0.016367 | 0.056611 | 4.9764e-05 | 0.016417 | 0.013685 | 4.4281e-05 | 4.4662e-05 | 4.4472e-05 | 0.016372 | 0.016417
0.016367 | 0.056611 | 4.9764e-05 | 0.016417 | 0.013685 | 4.4282e-05 | 4.4662e-05 | 4.4472e-05 | 0.016372 | 0.016417
0.016367 | 0.056611 | 4.9764e-05 | 0.016417 | 0.013685 | 4.4282e-05 | 4.4662e-05 | 4.4472e-05 | 0.016372 | 0.016417
0.016367 | 0.056611 | 4.9764e-05 | 0.016417 | 0.013685 | 4.4282e-05 | 4.4662e-05 | 4.4472e-05 | 0.016372 | 0.016417
0.016367 | 0.056611 | 4.9764e-05 | 0.016417 | 0.013685 | 4.4282e-05 | 4.4662e-05 | 4.4472e-05 | 0.016372 | 0.016417
0.016367 | 0.056611 | 4.9765e-05 | 0.016417 | 0.013685 | 4.4282e-05 | 4.4662e-05 | 4.4472e-05 | 0.016372 | 0.016417
0.016367 | 0.056611 | 4.9765e-05 | 0.016417 | 0.013685 | 4.4282e-05 | 4.4662e-05 | 4.4472e-05 | 0.016372 | 0.016417
0.016367 | 0.056611 | 4.9765e-05 | 0.016417 | 0.013685 | 4.4282e-05 | 4.4662e-05 | 4.4472e-05 | 0.016372 | 0.016417
0.016367 | 0.056611 | 4.9765e-05 | 0.016417 | 0.013685 | 4.4282e-05 | 4.4662e-05 | 4.4472e-05 | 0.016372 | 0.016417
0.016367 | 0.056611 | 4.9765e-05 | 0.016417 | 0.013685 | 4.4282e-05 | 4.4662e-05 | 4.4472e-05 | 0.016372 | 0.016417
Segment number | 22 | Length | 1 | feet
Est. water depth at upper end of segment | velocity | velocity head | total head | Hydraulic Radius | Friction slope | Friction slope | Friction head | Total head | Total head
y2 | V2 | hv2 | H2 | R2 | Sf2 | Sf1 | hf2 | H1 | H2*
(ft) | (ft/s) | (ft) | (ft) | (ft) | (ft/ft) | (ft/ft) | (ft) | (ft) | (ft)
0.046 | 0.020142 | 6.2999e-06 | 0.046006 | 0.02966 | 1.9991e-06 | 4.4282e-05 | 2.3141e-05 | 0.016417 | 0.01644
0.031217 | 0.029681 | 1.368e-05 | 0.03123 | 0.022722 | 6.1921e-06 | 4.4282e-05 | 2.5237e-05 | 0.016417 | 0.016442
0.023822 | 0.038894 | 2.349e-05 | 0.023846 | 0.018535 | 1.395e-05 | 4.4282e-05 | 2.9116e-05 | 0.016417 | 0.016446
0.020122 | 0.046046 | 3.2923e-05 | 0.020155 | 0.016215 | 2.3366e-05 | 4.4282e-05 | 3.3824e-05 | 0.016417 | 0.01645
0.01827 | 0.050714 | 3.9937e-05 | 0.01831 | 0.01499 | 3.1473e-05 | 4.4282e-05 | 3.7878e-05 | 0.016417 | 0.016455
0.017342 | 0.053427 | 4.4324e-05 | 0.017387 | 0.01436 | 3.6988e-05 | 4.4282e-05 | 4.0635e-05 | 0.016417 | 0.016457
0.016878 | 0.054898 | 4.6798e-05 | 0.016924 | 0.01404 | 4.0244e-05 | 4.4282e-05 | 4.2263e-05 | 0.016417 | 0.016459
0.016645 | 0.055666 | 4.8116e-05 | 0.016693 | 0.013878 | 4.2021e-05 | 4.4282e-05 | 4.3151e-05 | 0.016417 | 0.01646
0.016528 | 0.056058 | 4.8797e-05 | 0.016577 | 0.013797 | 4.295e-05 | 4.4282e-05 | 4.3616e-05 | 0.016417 | 0.01646
0.01647 | 0.056257 | 4.9144e-05 | 0.016519 | 0.013756 | 4.3426e-05 | 4.4282e-05 | 4.3854e-05 | 0.016417 | 0.01646
0.016441 | 0.056357 | 4.9319e-05 | 0.01649 | 0.013736 | 4.3667e-05 | 4.4282e-05 | 4.3975e-05 | 0.016417 | 0.016461
0.016426 | 0.056408 | 4.9407e-05 | 0.016475 | 0.013726 | 4.3788e-05 | 4.4282e-05 | 4.4035e-05 | 0.016417 | 0.016461
0.016419 | 0.056433 | 4.9451e-05 | 0.016468 | 0.013721 | 4.3849e-05 | 4.4282e-05 | 4.4066e-05 | 0.016417 | 0.016461
0.016415 | 0.056446 | 4.9474e-05 | 0.016464 | 0.013718 | 4.388e-05 | 4.4282e-05 | 4.4081e-05 | 0.016417 | 0.016461
0.016413 | 0.056452 | 4.9485e-05 | 0.016463 | 0.013717 | 4.3895e-05 | 4.4282e-05 | 4.4089e-05 | 0.016417 | 0.016461
0.016412 | 0.056455 | 4.949e-05 | 0.016462 | 0.013716 | 4.3903e-05 | 4.4282e-05 | 4.4093e-05 | 0.016417 | 0.016461
0.016412 | 0.056457 | 4.9493e-05 | 0.016461 | 0.013716 | 4.3907e-05 | 4.4282e-05 | 4.4095e-05 | 0.016417 | 0.016461
0.016411 | 0.056457 | 4.9494e-05 | 0.016461 | 0.013716 | 4.3909e-05 | 4.4282e-05 | 4.4096e-05 | 0.016417 | 0.016461
0.016411 | 0.056458 | 4.9495e-05 | 0.016461 | 0.013716 | 4.391e-05 | 4.4282e-05 | 4.4096e-05 | 0.016417 | 0.016461
0.016411 | 0.056458 | 4.9495e-05 | 0.016461 | 0.013716 | 4.391e-05 | 4.4282e-05 | 4.4096e-05 | 0.016417 | 0.016461
0.016411 | 0.056458 | 4.9496e-05 | 0.016461 | 0.013716 | 4.391e-05 | 4.4282e-05 | 4.4096e-05 | 0.016417 | 0.016461
0.016411 | 0.056458 | 4.9496e-05 | 0.016461 | 0.013716 | 4.3911e-05 | 4.4282e-05 | 4.4096e-05 | 0.016417 | 0.016461
0.016411 | 0.056458 | 4.9496e-05 | 0.016461 | 0.013716 | 4.3911e-05 | 4.4282e-05 | 4.4097e-05 | 0.016417 | 0.016461
0.016411 | 0.056458 | 4.9496e-05 | 0.016461 | 0.013716 | 4.3911e-05 | 4.4282e-05 | 4.4097e-05 | 0.016417 | 0.016461
0.016411 | 0.056458 | 4.9496e-05 | 0.016461 | 0.013716 | 4.3911e-05 | 4.4282e-05 | 4.4097e-05 | 0.016417 | 0.016461
0.016411 | 0.056458 | 4.9496e-05 | 0.016461 | 0.013716 | 4.3911e-05 | 4.4282e-05 | 4.4097e-05 | 0.016417 | 0.016461
0.016411 | 0.056458 | 4.9496e-05 | 0.016461 | 0.013716 | 4.3911e-05 | 4.4282e-05 | 4.4097e-05 | 0.016417 | 0.016461
0.016411 | 0.056458 | 4.9496e-05 | 0.016461 | 0.013716 | 4.3911e-05 | 4.4282e-05 | 4.4097e-05 | 0.016417 | 0.016461
Segment number | 23 | Length | 1 | feet
Est. water depth at upper end of segment | velocity | velocity head | total head | Hydraulic Radius | Friction slope | Friction slope | Friction head | Total head | Total head
y2 | V2 | hv2 | H2 | R2 | Sf2 | Sf1 | hf2 | H1 | H2*
(ft) | (ft/s) | (ft) | (ft) | (ft) | (ft/ft) | (ft/ft) | (ft) | (ft) | (ft)
0.046 | 0.020142 | 6.2999e-06 | 0.046006 | 0.02966 | 1.9991e-06 | 4.3911e-05 | 2.2955e-05 | 0.016461 | 0.016484
0.031239 | 0.02966 | 1.366e-05 | 0.031252 | 0.022734 | 6.1792e-06 | 4.3911e-05 | 2.5045e-05 | 0.016461 | 0.016486
0.023855 | 0.03884 | 2.3425e-05 | 0.023879 | 0.018554 | 1.3891e-05 | 4.3911e-05 | 2.8901e-05 | 0.016461 | 0.01649
0.020161 | 0.045958 | 3.2797e-05 | 0.020194 | 0.01624 | 2.3229e-05 | 4.3911e-05 | 3.357e-05 | 0.016461 | 0.016494
0.018311 | 0.0506 | 3.9758e-05 | 0.018351 | 0.015018 | 3.1254e-05 | 4.3911e-05 | 3.7582e-05 | 0.016461 | 0.016498
0.017385 | 0.053296 | 4.4107e-05 | 0.017429 | 0.014389 | 3.6708e-05 | 4.3911e-05 | 4.0309e-05 | 0.016461 | 0.016501
0.016921 | 0.054758 | 4.6559e-05 | 0.016967 | 0.01407 | 3.9925e-05 | 4.3911e-05 | 4.1918e-05 | 0.016461 | 0.016503
0.016688 | 0.05552 | 4.7865e-05 | 0.016736 | 0.013909 | 4.168e-05 | 4.3911e-05 | 4.2795e-05 | 0.016461 | 0.016504
0.016572 | 0.05591 | 4.854e-05 | 0.016621 | 0.013828 | 4.2597e-05 | 4.3911e-05 | 4.3254e-05 | 0.016461 | 0.016504
0.016514 | 0.056108 | 4.8883e-05 | 0.016563 | 0.013787 | 4.3067e-05 | 4.3911e-05 | 4.3489e-05 | 0.016461 | 0.016504
0.016485 | 0.056207 | 4.9057e-05 | 0.016534 | 0.013767 | 4.3305e-05 | 4.3911e-05 | 4.3608e-05 | 0.016461 | 0.016504
0.01647 | 0.056257 | 4.9144e-05 | 0.016519 | 0.013757 | 4.3425e-05 | 4.3911e-05 | 4.3668e-05 | 0.016461 | 0.016504
0.016463 | 0.056282 | 4.9188e-05 | 0.016512 | 0.013751 | 4.3486e-05 | 4.3911e-05 | 4.3698e-05 | 0.016461 | 0.016504
0.016459 | 0.056295 | 4.9209e-05 | 0.016508 | 0.013749 | 4.3516e-05 | 4.3911e-05 | 4.3713e-05 | 0.016461 | 0.016504
0.016457 | 0.056301 | 4.922e-05 | 0.016506 | 0.013748 | 4.3531e-05 | 4.3911e-05 | 4.3721e-05 | 0.016461 | 0.016504
0.016456 | 0.056304 | 4.9226e-05 | 0.016505 | 0.013747 | 4.3539e-05 | 4.3911e-05 | 4.3725e-05 | 0.016461 | 0.016504
0.016456 | 0.056306 | 4.9229e-05 | 0.016505 | 0.013747 | 4.3542e-05 | 4.3911e-05 | 4.3727e-05 | 0.016461 | 0.016504
0.016455 | 0.056306 | 4.923e-05 | 0.016505 | 0.013746 | 4.3544e-05 | 4.3911e-05 | 4.3727e-05 | 0.016461 | 0.016504
0.016455 | 0.056307 | 4.9231e-05 | 0.016505 | 0.013746 | 4.3545e-05 | 4.3911e-05 | 4.3728e-05 | 0.016461 | 0.016504
0.016455 | 0.056307 | 4.9231e-05 | 0.016505 | 0.013746 | 4.3546e-05 | 4.3911e-05 | 4.3728e-05 | 0.016461 | 0.016504
0.016455 | 0.056307 | 4.9231e-05 | 0.016504 | 0.013746 | 4.3546e-05 | 4.3911e-05 | 4.3728e-05 | 0.016461 | 0.016504
0.016455 | 0.056307 | 4.9231e-05 | 0.016504 | 0.013746 | 4.3546e-05 | 4.3911e-05 | 4.3728e-05 | 0.016461 | 0.016504
0.016455 | 0.056307 | 4.9231e-05 | 0.016504 | 0.013746 | 4.3546e-05 | 4.3911e-05 | 4.3728e-05 | 0.016461 | 0.016504
0.016455 | 0.056307 | 4.9232e-05 | 0.016504 | 0.013746 | 4.3546e-05 | 4.3911e-05 | 4.3728e-05 | 0.016461 | 0.016504
0.016455 | 0.056307 | 4.9232e-05 | 0.016504 | 0.013746 | 4.3546e-05 | 4.3911e-05 | 4.3728e-05 | 0.016461 | 0.016504
0.016455 | 0.056307 | 4.9232e-05 | 0.016504 | 0.013746 | 4.3546e-05 | 4.3911e-05 | 4.3728e-05 | 0.016461 | 0.016504
0.016455 | 0.056307 | 4.9232e-05 | 0.016504 | 0.013746 | 4.3546e-05 | 4.3911e-05 | 4.3728e-05 | 0.016461 | 0.016504
0.016455 | 0.056307 | 4.9232e-05 | 0.016504 | 0.013746 | 4.3546e-05 | 4.3911e-05 | 4.3728e-05 | 0.016461 | 0.016504
Segment number | 24 | Length | 1 | feet
Est. water depth at upper end of segment | velocity | velocity head | total head | Hydraulic Radius | Friction slope | Friction slope | Friction head | Total head | Total head
y2 | V2 | hv2 | H2 | R2 | Sf2 | Sf1 | hf2 | H1 | H2*
(ft) | (ft/s) | (ft) | (ft) | (ft) | (ft/ft) | (ft/ft) | (ft) | (ft) | (ft)
0.046 | 0.020142 | 6.2999e-06 | 0.046006 | 0.02966 | 1.9991e-06 | 4.3546e-05 | 2.2773e-05 | 0.016504 | 0.016527
0.03126 | 0.02964 | 1.3641e-05 | 0.031274 | 0.022745 | 6.1664e-06 | 4.3546e-05 | 2.4856e-05 | 0.016504 | 0.016529
0.023888 | 0.038787 | 2.3361e-05 | 0.023911 | 0.018574 | 1.3834e-05 | 4.3546e-05 | 2.869e-05 | 0.016504 | 0.016533
0.020199 | 0.045871 | 3.2673e-05 | 0.020232 | 0.016264 | 2.3095e-05 | 4.3546e-05 | 3.3321e-05 | 0.016504 | 0.016538
0.018352 | 0.050488 | 3.9581e-05 | 0.018392 | 0.015045 | 3.104e-05 | 4.3546e-05 | 3.7293e-05 | 0.016504 | 0.016542
0.017427 | 0.053167 | 4.3894e-05 | 0.017471 | 0.014418 | 3.6433e-05 | 4.3546e-05 | 3.9989e-05 | 0.016504 | 0.016544
0.016964 | 0.054619 | 4.6324e-05 | 0.01701 | 0.014099 | 3.9612e-05 | 4.3546e-05 | 4.1579e-05 | 0.016504 | 0.016546
0.016732 | 0.055377 | 4.7618e-05 | 0.016779 | 0.013939 | 4.1345e-05 | 4.3546e-05 | 4.2446e-05 | 0.016504 | 0.016547
0.016616 | 0.055764 | 4.8286e-05 | 0.016664 | 0.013858 | 4.2252e-05 | 4.3546e-05 | 4.2899e-05 | 0.016504 | 0.016547
0.016557 | 0.05596 | 4.8626e-05 | 0.016606 | 0.013817 | 4.2716e-05 | 4.3546e-05 | 4.3131e-05 | 0.016504 | 0.016548
0.016528 | 0.056059 | 4.8798e-05 | 0.016577 | 0.013797 | 4.2951e-05 | 4.3546e-05 | 4.3249e-05 | 0.016504 | 0.016548
0.016514 | 0.056109 | 4.8885e-05 | 0.016562 | 0.013787 | 4.3069e-05 | 4.3546e-05 | 4.3308e-05 | 0.016504 | 0.016548
0.016506 | 0.056133 | 4.8928e-05 | 0.016555 | 0.013782 | 4.3129e-05 | 4.3546e-05 | 4.3338e-05 | 0.016504 | 0.016548
0.016503 | 0.056146 | 4.895e-05 | 0.016551 | 0.013779 | 4.3159e-05 | 4.3546e-05 | 4.3352e-05 | 0.016504 | 0.016548
0.016501 | 0.056152 | 4.8961e-05 | 0.01655 | 0.013778 | 4.3174e-05 | 4.3546e-05 | 4.336e-05 | 0.016504 | 0.016548
0.0165 | 0.056155 | 4.8966e-05 | 0.016549 | 0.013777 | 4.3181e-05 | 4.3546e-05 | 4.3364e-05 | 0.016504 | 0.016548
0.016499 | 0.056157 | 4.8969e-05 | 0.016548 | 0.013777 | 4.3185e-05 | 4.3546e-05 | 4.3366e-05 | 0.016504 | 0.016548
0.016499 | 0.056158 | 4.897e-05 | 0.016548 | 0.013777 | 4.3187e-05 | 4.3546e-05 | 4.3366e-05 | 0.016504 | 0.016548
0.016499 | 0.056158 | 4.8971e-05 | 0.016548 | 0.013777 | 4.3188e-05 | 4.3546e-05 | 4.3367e-05 | 0.016504 | 0.016548
0.016499 | 0.056158 | 4.8971e-05 | 0.016548 | 0.013777 | 4.3188e-05 | 4.3546e-05 | 4.3367e-05 | 0.016504 | 0.016548
0.016499 | 0.056158 | 4.8971e-05 | 0.016548 | 0.013777 | 4.3188e-05 | 4.3546e-05 | 4.3367e-05 | 0.016504 | 0.016548
0.016499 | 0.056158 | 4.8971e-05 | 0.016548 | 0.013777 | 4.3189e-05 | 4.3546e-05 | 4.3367e-05 | 0.016504 | 0.016548
0.016499 | 0.056158 | 4.8971e-05 | 0.016548 | 0.013777 | 4.3189e-05 | 4.3546e-05 | 4.3367e-05 | 0.016504 | 0.016548
0.016499 | 0.056158 | 4.8971e-05 | 0.016548 | 0.013777 | 4.3189e-05 | 4.3546e-05 | 4.3367e-05 | 0.016504 | 0.016548
0.016499 | 0.056158 | 4.8971e-05 | 0.016548 | 0.013777 | 4.3189e-05 | 4.3546e-05 | 4.3367e-05 | 0.016504 | 0.016548
0.016499 | 0.056158 | 4.8971e-05 | 0.016548 | 0.013777 | 4.3189e-05 | 4.3546e-05 | 4.3367e-05 | 0.016504 | 0.016548
0.016499 | 0.056158 | 4.8972e-05 | 0.016548 | 0.013777 | 4.3189e-05 | 4.3546e-05 | 4.3367e-05 | 0.016504 | 0.016548
#DIV/0!
Segment number | 25 | Length | 1 | feet
Est. water depth at upper end of segment | velocity | velocity head | total head | Hydraulic Radius | Friction slope | Friction slope | Friction head | Total head | Total head
y2 | V2 | hv2 | H2 | R2 | Sf2 | Sf1 | hf2 | H1 | H2*
(ft) | (ft/s) | (ft) | (ft) | (ft) | (ft/ft) | (ft/ft) | (ft) | (ft) | (ft)
0.046 | 0.020142 | 6.2999e-06 | 0.046006 | 0.02966 | 1.9991e-06 | 4.3189e-05 | 2.2594e-05 | 0.016548 | 0.01657
0.031282 | 0.029619 | 1.3623e-05 | 0.031296 | 0.022757 | 6.1538e-06 | 4.3189e-05 | 2.4671e-05 | 0.016548 | 0.016572
0.02392 | 0.038735 | 2.3298e-05 | 0.023944 | 0.018594 | 1.3777e-05 | 4.3189e-05 | 2.8483e-05 | 0.016548 | 0.016576
0.020237 | 0.045785 | 3.2551e-05 | 0.020269 | 0.016289 | 2.2963e-05 | 4.3189e-05 | 3.3076e-05 | 0.016548 | 0.016581
0.018393 | 0.050376 | 3.9406e-05 | 0.018432 | 0.015073 | 3.0829e-05 | 4.3189e-05 | 3.7009e-05 | 0.016548 | 0.016585
0.017469 | 0.05304 | 4.3683e-05 | 0.017513 | 0.014447 | 3.6162e-05 | 4.3189e-05 | 3.9675e-05 | 0.016548 | 0.016587
0.017006 | 0.054482 | 4.6092e-05 | 0.017052 | 0.014129 | 3.9305e-05 | 4.3189e-05 | 4.1247e-05 | 0.016548 | 0.016589
0.016775 | 0.055235 | 4.7374e-05 | 0.016822 | 0.013968 | 4.1017e-05 | 4.3189e-05 | 4.2103e-05 | 0.016548 | 0.01659
0.016659 | 0.05562 | 4.8037e-05 | 0.016707 | 0.013888 | 4.1913e-05 | 4.3189e-05 | 4.2551e-05 | 0.016548 | 0.01659
0.0166 | 0.055815 | 4.8374e-05 | 0.016649 | 0.013847 | 4.2371e-05 | 4.3189e-05 | 4.278e-05 | 0.016548 | 0.016591
0.016571 | 0.055913 | 4.8544e-05 | 0.01662 | 0.013827 | 4.2603e-05 | 4.3189e-05 | 4.2896e-05 | 0.016548 | 0.016591
0.016557 | 0.055962 | 4.863e-05 | 0.016605 | 0.013817 | 4.272e-05 | 4.3189e-05 | 4.2954e-05 | 0.016548 | 0.016591
0.016549 | 0.055987 | 4.8672e-05 | 0.016598 | 0.013812 | 4.2779e-05 | 4.3189e-05 | 4.2984e-05 | 0.016548 | 0.016591
0.016546 | 0.055999 | 4.8694e-05 | 0.016594 | 0.013809 | 4.2808e-05 | 4.3189e-05 | 4.2999e-05 | 0.016548 | 0.016591
0.016544 | 0.056005 | 4.8705e-05 | 0.016593 | 0.013808 | 4.2823e-05 | 4.3189e-05 | 4.3006e-05 | 0.016548 | 0.016591
0.016543 | 0.056008 | 4.871e-05 | 0.016592 | 0.013807 | 4.2831e-05 | 4.3189e-05 | 4.301e-05 | 0.016548 | 0.016591
0.016543 | 0.05601 | 4.8713e-05 | 0.016591 | 0.013807 | 4.2834e-05 | 4.3189e-05 | 4.3011e-05 | 0.016548 | 0.016591
0.016542 | 0.056011 | 4.8714e-05 | 0.016591 | 0.013807 | 4.2836e-05 | 4.3189e-05 | 4.3012e-05 | 0.016548 | 0.016591
0.016542 | 0.056011 | 4.8715e-05 | 0.016591 | 0.013807 | 4.2837e-05 | 4.3189e-05 | 4.3013e-05 | 0.016548 | 0.016591
0.016542 | 0.056011 | 4.8715e-05 | 0.016591 | 0.013807 | 4.2838e-05 | 4.3189e-05 | 4.3013e-05 | 0.016548 | 0.016591
0.016542 | 0.056011 | 4.8715e-05 | 0.016591 | 0.013807 | 4.2838e-05 | 4.3189e-05 | 4.3013e-05 | 0.016548 | 0.016591
0.016542 | 0.056011 | 4.8716e-05 | 0.016591 | 0.013807 | 4.2838e-05 | 4.3189e-05 | 4.3013e-05 | 0.016548 | 0.016591
0.016542 | 0.056011 | 4.8716e-05 | 0.016591 | 0.013807 | 4.2838e-05 | 4.3189e-05 | 4.3013e-05 | 0.016548 | 0.016591
0.016542 | 0.056011 | 4.8716e-05 | 0.016591 | 0.013807 | 4.2838e-05 | 4.3189e-05 | 4.3013e-05 | 0.016548 | 0.016591
0.016542 | 0.056011 | 4.8716e-05 | 0.016591 | 0.013807 | 4.2838e-05 | 4.3189e-05 | 4.3013e-05 | 0.016548 | 0.016591
0.016542 | 0.056011 | 4.8716e-05 | 0.016591 | 0.013807 | 4.2838e-05 | 4.3189e-05 | 4.3013e-05 | 0.016548 | 0.016591
0.016542 | 0.056011 | 4.8716e-05 | 0.016591 | 0.013807 | 4.2838e-05 | 4.3189e-05 | 4.3013e-05 | 0.016548 | 0.016591
0.016542 | 0.056011 | 4.8716e-05 | 0.016591 | 0.013807 | 4.2838e-05 | 4.3189e-05 | 4.3013e-05 | 0.016548 | 0.016591
Segment number | 26 | Length | 1 | feet
Est. water depth at upper end of segment | velocity | velocity head | total head | Hydraulic Radius | Friction slope | Friction slope | Friction head | Total head | Total head
y2 | V2 | hv2 | H2 | R2 | Sf2 | Sf1 | hf2 | H1 | H2*
(ft) | (ft/s) | (ft) | (ft) | (ft) | (ft/ft) | (ft/ft) | (ft) | (ft) | (ft)
0.046 | 0.020142 | 6.2999e-06 | 0.046006 | 0.02966 | 1.9991e-06 | 4.2838e-05 | 2.2419e-05 | 0.016591 | 0.016613
0.031303 | 0.029599 | 1.3604e-05 | 0.031317 | 0.022768 | 6.1413e-06 | 4.2838e-05 | 2.449e-05 | 0.016591 | 0.016615
0.023953 | 0.038683 | 2.3235e-05 | 0.023976 | 0.018613 | 1.3721e-05 | 4.2838e-05 | 2.8279e-05 | 0.016591 | 0.016619
0.020274 | 0.045701 | 3.2431e-05 | 0.020307 | 0.016313 | 2.2832e-05 | 4.2838e-05 | 3.2835e-05 | 0.016591 | 0.016624
0.018433 | 0.050266 | 3.9235e-05 | 0.018472 | 0.0151 | 3.0621e-05 | 4.2838e-05 | 3.673e-05 | 0.016591 | 0.016628
0.017511 | 0.052914 | 4.3476e-05 | 0.017554 | 0.014475 | 3.5897e-05 | 4.2838e-05 | 3.9367e-05 | 0.016591 | 0.01663
0.017049 | 0.054347 | 4.5864e-05 | 0.017094 | 0.014158 | 3.9003e-05 | 4.2838e-05 | 4.092e-05 | 0.016591 | 0.016632
0.016817 | 0.055095 | 4.7135e-05 | 0.016864 | 0.013998 | 4.0695e-05 | 4.2838e-05 | 4.1766e-05 | 0.016591 | 0.016633
0.016701 | 0.055477 | 4.7791e-05 | 0.016749 | 0.013918 | 4.158e-05 | 4.2838e-05 | 4.2209e-05 | 0.016591 | 0.016633
0.016643 | 0.055671 | 4.8125e-05 | 0.016691 | 0.013877 | 4.2033e-05 | 4.2838e-05 | 4.2435e-05 | 0.016591 | 0.016633
0.016614 | 0.055768 | 4.8294e-05 | 0.016663 | 0.013857 | 4.2262e-05 | 4.2838e-05 | 4.255e-05 | 0.016591 | 0.016633
0.0166 | 0.055817 | 4.8379e-05 | 0.016648 | 0.013847 | 4.2378e-05 | 4.2838e-05 | 4.2608e-05 | 0.016591 | 0.016633
0.016592 | 0.055842 | 4.8421e-05 | 0.016641 | 0.013842 | 4.2436e-05 | 4.2838e-05 | 4.2637e-05 | 0.016591 | 0.016633
0.016589 | 0.055854 | 4.8442e-05 | 0.016637 | 0.013839 | 4.2465e-05 | 4.2838e-05 | 4.2651e-05 | 0.016591 | 0.016633
0.016587 | 0.05586 | 4.8453e-05 | 0.016635 | 0.013838 | 4.2479e-05 | 4.2838e-05 | 4.2659e-05 | 0.016591 | 0.016633
0.016586 | 0.055863 | 4.8458e-05 | 0.016634 | 0.013837 | 4.2487e-05 | 4.2838e-05 | 4.2662e-05 | 0.016591 | 0.016633
0.016585 | 0.055865 | 4.8461e-05 | 0.016634 | 0.013837 | 4.249e-05 | 4.2838e-05 | 4.2664e-05 | 0.016591 | 0.016633
0.016585 | 0.055866 | 4.8462e-05 | 0.016634 | 0.013837 | 4.2492e-05 | 4.2838e-05 | 4.2665e-05 | 0.016591 | 0.016633
0.016585 | 0.055866 | 4.8463e-05 | 0.016634 | 0.013837 | 4.2493e-05 | 4.2838e-05 | 4.2665e-05 | 0.016591 | 0.016633
0.016585 | 0.055866 | 4.8464e-05 | 0.016634 | 0.013837 | 4.2493e-05 | 4.2838e-05 | 4.2666e-05 | 0.016591 | 0.016633
0.016585 | 0.055866 | 4.8464e-05 | 0.016634 | 0.013837 | 4.2494e-05 | 4.2838e-05 | 4.2666e-05 | 0.016591 | 0.016633
0.016585 | 0.055867 | 4.8464e-05 | 0.016634 | 0.013837 | 4.2494e-05 | 4.2838e-05 | 4.2666e-05 | 0.016591 | 0.016633
0.016585 | 0.055867 | 4.8464e-05 | 0.016634 | 0.013837 | 4.2494e-05 | 4.2838e-05 | 4.2666e-05 | 0.016591 | 0.016633
0.016585 | 0.055867 | 4.8464e-05 | 0.016633 | 0.013837 | 4.2494e-05 | 4.2838e-05 | 4.2666e-05 | 0.016591 | 0.016633
0.016585 | 0.055867 | 4.8464e-05 | 0.016633 | 0.013837 | 4.2494e-05 | 4.2838e-05 | 4.2666e-05 | 0.016591 | 0.016633
0.016585 | 0.055867 | 4.8464e-05 | 0.016633 | 0.013837 | 4.2494e-05 | 4.2838e-05 | 4.2666e-05 | 0.016591 | 0.016633
0.016585 | 0.055867 | 4.8464e-05 | 0.016633 | 0.013837 | 4.2494e-05 | 4.2838e-05 | 4.2666e-05 | 0.016591 | 0.016633
0.016585 | 0.055867 | 4.8464e-05 | 0.016633 | 0.013837 | 4.2494e-05 | 4.2838e-05 | 4.2666e-05 | 0.016591 | 0.016633
Segment number | 27 | Length | 1 | feet
Est. water depth at upper end of segment | velocity | velocity head | total head | Hydraulic Radius | Friction slope | Friction slope | Friction head | Total head | Total head
y2 | V2 | hv2 | H2 | R2 | Sf2 | Sf1 | hf2 | H1 | H2*
(ft) | (ft/s) | (ft) | (ft) | (ft) | (ft/ft) | (ft/ft) | (ft) | (ft) | (ft)
0.046 | 0.020142 | 6.2999e-06 | 0.046006 | 0.02966 | 1.9991e-06 | 4.2494e-05 | 2.2247e-05 | 0.016633 | 0.016656
0.031325 | 0.029579 | 1.3586e-05 | 0.031338 | 0.022779 | 6.1289e-06 | 4.2494e-05 | 2.4311e-05 | 0.016633 | 0.016658
0.023984 | 0.038631 | 2.3173e-05 | 0.024008 | 0.018632 | 1.3666e-05 | 4.2494e-05 | 2.808e-05 | 0.016633 | 0.016662
0.020311 | 0.045617 | 3.2312e-05 | 0.020344 | 0.016337 | 2.2704e-05 | 4.2494e-05 | 3.2599e-05 | 0.016633 | 0.016666
0.018473 | 0.050158 | 3.9066e-05 | 0.018512 | 0.015126 | 3.0417e-05 | 4.2494e-05 | 3.6456e-05 | 0.016633 | 0.01667
0.017552 | 0.05279 | 4.3272e-05 | 0.017595 | 0.014503 | 3.5636e-05 | 4.2494e-05 | 3.9065e-05 | 0.016633 | 0.016673
0.017091 | 0.054214 | 4.5639e-05 | 0.017136 | 0.014187 | 3.8707e-05 | 4.2494e-05 | 4.06e-05 | 0.016633 | 0.016674
0.016859 | 0.054957 | 4.6899e-05 | 0.016906 | 0.014027 | 4.0379e-05 | 4.2494e-05 | 4.1436e-05 | 0.016633 | 0.016675
0.016744 | 0.055337 | 4.7549e-05 | 0.016791 | 0.013947 | 4.1253e-05 | 4.2494e-05 | 4.1873e-05 | 0.016633 | 0.016675
0.016686 | 0.055529 | 4.788e-05 | 0.016734 | 0.013907 | 4.1701e-05 | 4.2494e-05 | 4.2097e-05 | 0.016633 | 0.016676
0.016657 | 0.055626 | 4.8047e-05 | 0.016705 | 0.013887 | 4.1927e-05 | 4.2494e-05 | 4.2211e-05 | 0.016633 | 0.016676
0.016642 | 0.055675 | 4.8131e-05 | 0.01669 | 0.013877 | 4.2041e-05 | 4.2494e-05 | 4.2268e-05 | 0.016633 | 0.016676
0.016635 | 0.055699 | 4.8174e-05 | 0.016683 | 0.013871 | 4.2099e-05 | 4.2494e-05 | 4.2296e-05 | 0.016633 | 0.016676
0.016631 | 0.055711 | 4.8195e-05 | 0.016679 | 0.013869 | 4.2127e-05 | 4.2494e-05 | 4.2311e-05 | 0.016633 | 0.016676
0.016629 | 0.055717 | 4.8205e-05 | 0.016678 | 0.013868 | 4.2142e-05 | 4.2494e-05 | 4.2318e-05 | 0.016633 | 0.016676
0.016629 | 0.05572 | 4.8211e-05 | 0.016677 | 0.013867 | 4.2149e-05 | 4.2494e-05 | 4.2321e-05 | 0.016633 | 0.016676
0.016628 | 0.055722 | 4.8213e-05 | 0.016676 | 0.013867 | 4.2153e-05 | 4.2494e-05 | 4.2323e-05 | 0.016633 | 0.016676
0.016628 | 0.055723 | 4.8215e-05 | 0.016676 | 0.013867 | 4.2154e-05 | 4.2494e-05 | 4.2324e-05 | 0.016633 | 0.016676
0.016628 | 0.055723 | 4.8215e-05 | 0.016676 | 0.013866 | 4.2155e-05 | 4.2494e-05 | 4.2325e-05 | 0.016633 | 0.016676
0.016628 | 0.055723 | 4.8216e-05 | 0.016676 | 0.013866 | 4.2156e-05 | 4.2494e-05 | 4.2325e-05 | 0.016633 | 0.016676
0.016628 | 0.055723 | 4.8216e-05 | 0.016676 | 0.013866 | 4.2156e-05 | 4.2494e-05 | 4.2325e-05 | 0.016633 | 0.016676
0.016628 | 0.055723 | 4.8216e-05 | 0.016676 | 0.013866 | 4.2156e-05 | 4.2494e-05 | 4.2325e-05 | 0.016633 | 0.016676
0.016628 | 0.055723 | 4.8216e-05 | 0.016676 | 0.013866 | 4.2156e-05 | 4.2494e-05 | 4.2325e-05 | 0.016633 | 0.016676
0.016628 | 0.055723 | 4.8216e-05 | 0.016676 | 0.013866 | 4.2156e-05 | 4.2494e-05 | 4.2325e-05 | 0.016633 | 0.016676
0.016628 | 0.055724 | 4.8216e-05 | 0.016676 | 0.013866 | 4.2156e-05 | 4.2494e-05 | 4.2325e-05 | 0.016633 | 0.016676
0.016628 | 0.055724 | 4.8216e-05 | 0.016676 | 0.013866 | 4.2156e-05 | 4.2494e-05 | 4.2325e-05 | 0.016633 | 0.016676
0.016628 | 0.055724 | 4.8216e-05 | 0.016676 | 0.013866 | 4.2156e-05 | 4.2494e-05 | 4.2325e-05 | 0.016633 | 0.016676
0.016628 | 0.055724 | 4.8216e-05 | 0.016676 | 0.013866 | 4.2156e-05 | 4.2494e-05 | 4.2325e-05 | 0.016633 | 0.016676
Segment number | 28 | Length | 1 | feet
Est. water depth at upper end of segment | velocity | velocity head | total head | Hydraulic Radius | Friction slope | Friction slope | Friction head | Total head | Total head
y2 | V2 | hv2 | H2 | R2 | Sf2 | Sf1 | hf2 | H1 | H2*
(ft) | (ft/s) | (ft) | (ft) | (ft) | (ft/ft) | (ft/ft) | (ft) | (ft) | (ft)
0.046 | 0.020142 | 6.2999e-06 | 0.046006 | 0.02966 | 1.9991e-06 | 4.2156e-05 | 2.2078e-05 | 0.016676 | 0.016698
0.031346 | 0.029559 | 1.3567e-05 | 0.031359 | 0.02279 | 6.1167e-06 | 4.2156e-05 | 2.4136e-05 | 0.016676 | 0.0167
0.024016 | 0.03858 | 2.3112e-05 | 0.024039 | 0.018652 | 1.3611e-05 | 4.2156e-05 | 2.7884e-05 | 0.016676 | 0.016704
0.020348 | 0.045534 | 3.2195e-05 | 0.020381 | 0.016361 | 2.2578e-05 | 4.2156e-05 | 3.2367e-05 | 0.016676 | 0.016708
0.018512 | 0.050051 | 3.8899e-05 | 0.018551 | 0.015153 | 3.0217e-05 | 4.2156e-05 | 3.6186e-05 | 0.016676 | 0.016712
0.017593 | 0.052667 | 4.3071e-05 | 0.017636 | 0.014531 | 3.538e-05 | 4.2156e-05 | 3.8768e-05 | 0.016676 | 0.016715
0.017132 | 0.054083 | 4.5418e-05 | 0.017177 | 0.014215 | 3.8416e-05 | 4.2156e-05 | 4.0286e-05 | 0.016676 | 0.016716
0.016901 | 0.054821 | 4.6667e-05 | 0.016948 | 0.014056 | 4.0069e-05 | 4.2156e-05 | 4.1112e-05 | 0.016676 | 0.016717
0.016786 | 0.055198 | 4.7311e-05 | 0.016833 | 0.013976 | 4.0932e-05 | 4.2156e-05 | 4.1544e-05 | 0.016676 | 0.016717
0.016728 | 0.055389 | 4.7639e-05 | 0.016776 | 0.013936 | 4.1375e-05 | 4.2156e-05 | 4.1765e-05 | 0.016676 | 0.016718
0.016699 | 0.055485 | 4.7805e-05 | 0.016747 | 0.013916 | 4.1598e-05 | 4.2156e-05 | 4.1877e-05 | 0.016676 | 0.016718
0.016684 | 0.055534 | 4.7888e-05 | 0.016732 | 0.013906 | 4.1711e-05 | 4.2156e-05 | 4.1934e-05 | 0.016676 | 0.016718
0.016677 | 0.055558 | 4.793e-05 | 0.016725 | 0.013901 | 4.1768e-05 | 4.2156e-05 | 4.1962e-05 | 0.016676 | 0.016718
0.016673 | 0.05557 | 4.7951e-05 | 0.016721 | 0.013898 | 4.1796e-05 | 4.2156e-05 | 4.1976e-05 | 0.016676 | 0.016718
0.016672 | 0.055576 | 4.7961e-05 | 0.01672 | 0.013897 | 4.1811e-05 | 4.2156e-05 | 4.1983e-05 | 0.016676 | 0.016718
0.016671 | 0.055579 | 4.7967e-05 | 0.016719 | 0.013896 | 4.1818e-05 | 4.2156e-05 | 4.1987e-05 | 0.016676 | 0.016718
0.01667 | 0.055581 | 4.7969e-05 | 0.016718 | 0.013896 | 4.1821e-05 | 4.2156e-05 | 4.1989e-05 | 0.016676 | 0.016718
0.01667 | 0.055582 | 4.7971e-05 | 0.016718 | 0.013896 | 4.1823e-05 | 4.2156e-05 | 4.199e-05 | 0.016676 | 0.016718
0.01667 | 0.055582 | 4.7971e-05 | 0.016718 | 0.013896 | 4.1824e-05 | 4.2156e-05 | 4.199e-05 | 0.016676 | 0.016718
0.01667 | 0.055582 | 4.7972e-05 | 0.016718 | 0.013896 | 4.1824e-05 | 4.2156e-05 | 4.199e-05 | 0.016676 | 0.016718
0.01667 | 0.055582 | 4.7972e-05 | 0.016718 | 0.013896 | 4.1825e-05 | 4.2156e-05 | 4.199e-05 | 0.016676 | 0.016718
0.01667 | 0.055582 | 4.7972e-05 | 0.016718 | 0.013896 | 4.1825e-05 | 4.2156e-05 | 4.199e-05 | 0.016676 | 0.016718
0.01667 | 0.055582 | 4.7972e-05 | 0.016718 | 0.013896 | 4.1825e-05 | 4.2156e-05 | 4.1991e-05 | 0.016676 | 0.016718
0.01667 | 0.055582 | 4.7972e-05 | 0.016718 | 0.013896 | 4.1825e-05 | 4.2156e-05 | 4.1991e-05 | 0.016676 | 0.016718
0.01667 | 0.055582 | 4.7972e-05 | 0.016718 | 0.013896 | 4.1825e-05 | 4.2156e-05 | 4.1991e-05 | 0.016676 | 0.016718
0.01667 | 0.055582 | 4.7972e-05 | 0.016718 | 0.013896 | 4.1825e-05 | 4.2156e-05 | 4.1991e-05 | 0.016676 | 0.016718
0.01667 | 0.055582 | 4.7972e-05 | 0.016718 | 0.013896 | 4.1825e-05 | 4.2156e-05 | 4.1991e-05 | 0.016676 | 0.016718
0.01667 | 0.055582 | 4.7972e-05 | 0.016718 | 0.013896 | 4.1825e-05 | 4.2156e-05 | 4.1991e-05 | 0.016676 | 0.016718
Segment number | 29 | Length | 1 | feet
Est. water depth at upper end of segment | velocity | velocity head | total head | Hydraulic Radius | Friction slope | Friction slope | Friction head | Total head | Total head
y2 | V2 | hv2 | H2 | R2 | Sf2 | Sf1 | hf2 | H1 | H2*
(ft) | (ft/s) | (ft) | (ft) | (ft) | (ft/ft) | (ft/ft) | (ft) | (ft) | (ft)
0.046 | 0.020142 | 6.2999e-06 | 0.046006 | 0.02966 | 1.9991e-06 | 4.1825e-05 | 2.1912e-05 | 0.016718 | 0.01674
0.031367 | 0.029539 | 1.3549e-05 | 0.03138 | 0.022801 | 6.1046e-06 | 4.1825e-05 | 2.3965e-05 | 0.016718 | 0.016742
0.024047 | 0.03853 | 2.3052e-05 | 0.024071 | 0.01867 | 1.3557e-05 | 4.1825e-05 | 2.7691e-05 | 0.016718 | 0.016746
0.020385 | 0.045453 | 3.208e-05 | 0.020417 | 0.016385 | 2.2453e-05 | 4.1825e-05 | 3.2139e-05 | 0.016718 | 0.01675
0.018551 | 0.049945 | 3.8734e-05 | 0.01859 | 0.015179 | 3.002e-05 | 4.1825e-05 | 3.5922e-05 | 0.016718 | 0.016754
0.017633 | 0.052546 | 4.2873e-05 | 0.017676 | 0.014559 | 3.5128e-05 | 4.1825e-05 | 3.8476e-05 | 0.016718 | 0.016756
0.017173 | 0.053953 | 4.52e-05 | 0.017219 | 0.014244 | 3.813e-05 | 4.1825e-05 | 3.9977e-05 | 0.016718 | 0.016758
0.016943 | 0.054686 | 4.6438e-05 | 0.016989 | 0.014085 | 3.9764e-05 | 4.1825e-05 | 4.0794e-05 | 0.016718 | 0.016759
0.016828 | 0.055061 | 4.7077e-05 | 0.016875 | 0.014005 | 4.0618e-05 | 4.1825e-05 | 4.1221e-05 | 0.016718 | 0.016759
0.01677 | 0.055251 | 4.7402e-05 | 0.016817 | 0.013965 | 4.1055e-05 | 4.1825e-05 | 4.144e-05 | 0.016718 | 0.016759
0.016741 | 0.055347 | 4.7566e-05 | 0.016788 | 0.013945 | 4.1276e-05 | 4.1825e-05 | 4.155e-05 | 0.016718 | 0.016759
0.016726 | 0.055395 | 4.7649e-05 | 0.016774 | 0.013935 | 4.1387e-05 | 4.1825e-05 | 4.1606e-05 | 0.016718 | 0.016759
0.016719 | 0.055419 | 4.769e-05 | 0.016767 | 0.01393 | 4.1443e-05 | 4.1825e-05 | 4.1634e-05 | 0.016718 | 0.016759
0.016715 | 0.055431 | 4.7711e-05 | 0.016763 | 0.013927 | 4.1471e-05 | 4.1825e-05 | 4.1648e-05 | 0.016718 | 0.016759
0.016714 | 0.055437 | 4.7721e-05 | 0.016761 | 0.013926 | 4.1485e-05 | 4.1825e-05 | 4.1655e-05 | 0.016718 | 0.016759
0.016713 | 0.05544 | 4.7726e-05 | 0.01676 | 0.013925 | 4.1492e-05 | 4.1825e-05 | 4.1659e-05 | 0.016718 | 0.016759
0.016712 | 0.055441 | 4.7729e-05 | 0.01676 | 0.013925 | 4.1496e-05 | 4.1825e-05 | 4.166e-05 | 0.016718 | 0.016759
0.016712 | 0.055442 | 4.773e-05 | 0.01676 | 0.013925 | 4.1498e-05 | 4.1825e-05 | 4.1661e-05 | 0.016718 | 0.016759
0.016712 | 0.055443 | 4.7731e-05 | 0.01676 | 0.013925 | 4.1499e-05 | 4.1825e-05 | 4.1662e-05 | 0.016718 | 0.016759
0.016712 | 0.055443 | 4.7731e-05 | 0.01676 | 0.013925 | 4.1499e-05 | 4.1825e-05 | 4.1662e-05 | 0.016718 | 0.016759
0.016712 | 0.055443 | 4.7732e-05 | 0.01676 | 0.013925 | 4.1499e-05 | 4.1825e-05 | 4.1662e-05 | 0.016718 | 0.016759
0.016712 | 0.055443 | 4.7732e-05 | 0.016759 | 0.013925 | 4.1499e-05 | 4.1825e-05 | 4.1662e-05 | 0.016718 | 0.016759
0.016712 | 0.055443 | 4.7732e-05 | 0.016759 | 0.013925 | 4.1499e-05 | 4.1825e-05 | 4.1662e-05 | 0.016718 | 0.016759
0.016712 | 0.055443 | 4.7732e-05 | 0.016759 | 0.013925 | 4.1499e-05 | 4.1825e-05 | 4.1662e-05 | 0.016718 | 0.016759
0.016712 | 0.055443 | 4.7732e-05 | 0.016759 | 0.013925 | 4.1499e-05 | 4.1825e-05 | 4.1662e-05 | 0.016718 | 0.016759
0.016712 | 0.055443 | 4.7732e-05 | 0.016759 | 0.013925 | 4.1499e-05 | 4.1825e-05 | 4.1662e-05 | 0.016718 | 0.016759
0.016712 | 0.055443 | 4.7732e-05 | 0.016759 | 0.013925 | 4.1499e-05 | 4.1825e-05 | 4.1662e-05 | 0.016718 | 0.016759
0.016712 | 0.055443 | 4.7732e-05 | 0.016759 | 0.013925 | 4.1499e-05 | 4.1825e-05 | 4.1662e-05 | 0.016718 | 0.016759
Segment number | 30 | Length | 1 | feet
Est. water depth at upper end of segment | velocity | velocity head | total head | Hydraulic Radius | Friction slope | Friction slope | Friction head | Total head | Total head
y2 | V2 | hv2 | H2 | R2 | Sf2 | Sf1 | hf2 | H1 | H2*
(ft) | (ft/s) | (ft) | (ft) | (ft) | (ft/ft) | (ft/ft) | (ft) | (ft) | (ft)
0.046 | 0.020142 | 6.2999e-06 | 0.046006 | 0.02966 | 1.9991e-06 | 4.1499e-05 | 2.1749e-05 | 0.016759 | 0.016781
0.031387 | 0.02952 | 1.3531e-05 | 0.031401 | 0.022812 | 6.0926e-06 | 4.1499e-05 | 2.3796e-05 | 0.016759 | 0.016783
0.024079 | 0.03848 | 2.2993e-05 | 0.024102 | 0.018689 | 1.3504e-05 | 4.1499e-05 | 2.7502e-05 | 0.016759 | 0.016787
0.020421 | 0.045372 | 3.1966e-05 | 0.020453 | 0.016408 | 2.2331e-05 | 4.1499e-05 | 3.1915e-05 | 0.016759 | 0.016791
0.01859 | 0.04984 | 3.8572e-05 | 0.018629 | 0.015205 | 2.9826e-05 | 4.1499e-05 | 3.5663e-05 | 0.016759 | 0.016795
0.017673 | 0.052426 | 4.2678e-05 | 0.017716 | 0.014586 | 3.488e-05 | 4.1499e-05 | 3.819e-05 | 0.016759 | 0.016798
0.017214 | 0.053825 | 4.4986e-05 | 0.017259 | 0.014272 | 3.7849e-05 | 4.1499e-05 | 3.9674e-05 | 0.016759 | 0.016799
0.016984 | 0.054554 | 4.6213e-05 | 0.01703 | 0.014113 | 3.9464e-05 | 4.1499e-05 | 4.0482e-05 | 0.016759 | 0.0168
0.016869 | 0.054926 | 4.6846e-05 | 0.016916 | 0.014034 | 4.0308e-05 | 4.1499e-05 | 4.0904e-05 | 0.016759 | 0.0168
0.016811 | 0.055115 | 4.7168e-05 | 0.016858 | 0.013994 | 4.074e-05 | 4.1499e-05 | 4.112e-05 | 0.016759 | 0.016801
0.016782 | 0.05521 | 4.7331e-05 | 0.01683 | 0.013974 | 4.0959e-05 | 4.1499e-05 | 4.1229e-05 | 0.016759 | 0.016801
0.016768 | 0.055257 | 4.7413e-05 | 0.016815 | 0.013964 | 4.1069e-05 | 4.1499e-05 | 4.1284e-05 | 0.016759 | 0.016801
0.016761 | 0.055281 | 4.7454e-05 | 0.016808 | 0.013959 | 4.1124e-05 | 4.1499e-05 | 4.1312e-05 | 0.016759 | 0.016801
0.016757 | 0.055293 | 4.7474e-05 | 0.016804 | 0.013956 | 4.1152e-05 | 4.1499e-05 | 4.1326e-05 | 0.016759 | 0.016801
0.016755 | 0.055299 | 4.7485e-05 | 0.016803 | 0.013955 | 4.1166e-05 | 4.1499e-05 | 4.1333e-05 | 0.016759 | 0.016801
0.016754 | 0.055302 | 4.749e-05 | 0.016802 | 0.013954 | 4.1173e-05 | 4.1499e-05 | 4.1336e-05 | 0.016759 | 0.016801
0.016754 | 0.055304 | 4.7492e-05 | 0.016801 | 0.013954 | 4.1176e-05 | 4.1499e-05 | 4.1338e-05 | 0.016759 | 0.016801
0.016754 | 0.055305 | 4.7494e-05 | 0.016801 | 0.013954 | 4.1178e-05 | 4.1499e-05 | 4.1339e-05 | 0.016759 | 0.016801
0.016753 | 0.055305 | 4.7494e-05 | 0.016801 | 0.013954 | 4.1179e-05 | 4.1499e-05 | 4.1339e-05 | 0.016759 | 0.016801
0.016753 | 0.055305 | 4.7495e-05 | 0.016801 | 0.013954 | 4.1179e-05 | 4.1499e-05 | 4.1339e-05 | 0.016759 | 0.016801
0.016753 | 0.055305 | 4.7495e-05 | 0.016801 | 0.013954 | 4.118e-05 | 4.1499e-05 | 4.134e-05 | 0.016759 | 0.016801
0.016753 | 0.055305 | 4.7495e-05 | 0.016801 | 0.013954 | 4.118e-05 | 4.1499e-05 | 4.134e-05 | 0.016759 | 0.016801
0.016753 | 0.055305 | 4.7495e-05 | 0.016801 | 0.013954 | 4.118e-05 | 4.1499e-05 | 4.134e-05 | 0.016759 | 0.016801
0.016753 | 0.055305 | 4.7495e-05 | 0.016801 | 0.013954 | 4.118e-05 | 4.1499e-05 | 4.134e-05 | 0.016759 | 0.016801
0.016753 | 0.055305 | 4.7495e-05 | 0.016801 | 0.013954 | 4.118e-05 | 4.1499e-05 | 4.134e-05 | 0.016759 | 0.016801
0.016753 | 0.055305 | 4.7495e-05 | 0.016801 | 0.013954 | 4.118e-05 | 4.1499e-05 | 4.134e-05 | 0.016759 | 0.016801
0.016753 | 0.055305 | 4.7495e-05 | 0.016801 | 0.013954 | 4.118e-05 | 4.1499e-05 | 4.134e-05 | 0.016759 | 0.016801
0.016753 | 0.055305 | 4.7495e-05 | 0.016801 | 0.013954 | 4.118e-05 | 4.1499e-05 | 4.134e-05 | 0.016759 | 0.016801
Segment number | 31 | Length | 1 | feet
Est. water depth at upper end of segment | velocity | velocity head | total head | Hydraulic Radius | Friction slope | Friction slope | Friction head | Total head | Total head
y2 | V2 | hv2 | H2 | R2 | Sf2 | Sf1 | hf2 | H1 | H2*
(ft) | (ft/s) | (ft) | (ft) | (ft) | (ft/ft) | (ft/ft) | (ft) | (ft) | (ft)
0.046 | 0.020142 | 6.2999e-06 | 0.046006 | 0.02966 | 1.9991e-06 | 4.118e-05 | 2.159e-05 | 0.016801 | 0.016822
0.031408 | 0.0295 | 1.3514e-05 | 0.031422 | 0.022823 | 6.0808e-06 | 4.118e-05 | 2.363e-05 | 0.016801 | 0.016824
0.024109 | 0.038431 | 2.2934e-05 | 0.024132 | 0.018708 | 1.3452e-05 | 4.118e-05 | 2.7316e-05 | 0.016801 | 0.016828
0.020457 | 0.045292 | 3.1853e-05 | 0.020489 | 0.016432 | 2.221e-05 | 4.118e-05 | 3.1695e-05 | 0.016801 | 0.016833
0.018629 | 0.049737 | 3.8412e-05 | 0.018667 | 0.015231 | 2.9635e-05 | 4.118e-05 | 3.5407e-05 | 0.016801 | 0.016836
0.017713 | 0.052308 | 4.2486e-05 | 0.017756 | 0.014613 | 3.4637e-05 | 4.118e-05 | 3.7908e-05 | 0.016801 | 0.016839
0.017255 | 0.053698 | 4.4774e-05 | 0.0173 | 0.0143 | 3.7573e-05 | 4.118e-05 | 3.9377e-05 | 0.016801 | 0.01684
0.017025 | 0.054422 | 4.5991e-05 | 0.017071 | 0.014142 | 3.917e-05 | 4.118e-05 | 4.0175e-05 | 0.016801 | 0.016841
0.01691 | 0.054793 | 4.6619e-05 | 0.016957 | 0.014062 | 4.0005e-05 | 4.118e-05 | 4.0592e-05 | 0.016801 | 0.016841
0.016852 | 0.05498 | 4.6938e-05 | 0.016899 | 0.014022 | 4.0432e-05 | 4.118e-05 | 4.0806e-05 | 0.016801 | 0.016842
0.016824 | 0.055074 | 4.7099e-05 | 0.016871 | 0.014002 | 4.0648e-05 | 4.118e-05 | 4.0914e-05 | 0.016801 | 0.016842
0.016809 | 0.055122 | 4.718e-05 | 0.016856 | 0.013992 | 4.0756e-05 | 4.118e-05 | 4.0968e-05 | 0.016801 | 0.016842
0.016802 | 0.055146 | 4.7221e-05 | 0.016849 | 0.013987 | 4.0811e-05 | 4.118e-05 | 4.0996e-05 | 0.016801 | 0.016842
0.016798 | 0.055158 | 4.7242e-05 | 0.016845 | 0.013985 | 4.0839e-05 | 4.118e-05 | 4.1009e-05 | 0.016801 | 0.016842
0.016796 | 0.055164 | 4.7252e-05 | 0.016844 | 0.013984 | 4.0852e-05 | 4.118e-05 | 4.1016e-05 | 0.016801 | 0.016842
0.016795 | 0.055167 | 4.7257e-05 | 0.016843 | 0.013983 | 4.0859e-05 | 4.118e-05 | 4.102e-05 | 0.016801 | 0.016842
0.016795 | 0.055168 | 4.7259e-05 | 0.016842 | 0.013983 | 4.0863e-05 | 4.118e-05 | 4.1021e-05 | 0.016801 | 0.016842
0.016795 | 0.055169 | 4.7261e-05 | 0.016842 | 0.013982 | 4.0864e-05 | 4.118e-05 | 4.1022e-05 | 0.016801 | 0.016842
0.016795 | 0.055169 | 4.7261e-05 | 0.016842 | 0.013982 | 4.0865e-05 | 4.118e-05 | 4.1023e-05 | 0.016801 | 0.016842
0.016795 | 0.055169 | 4.7262e-05 | 0.016842 | 0.013982 | 4.0866e-05 | 4.118e-05 | 4.1023e-05 | 0.016801 | 0.016842
0.016795 | 0.055169 | 4.7262e-05 | 0.016842 | 0.013982 | 4.0866e-05 | 4.118e-05 | 4.1023e-05 | 0.016801 | 0.016842
0.016795 | 0.055169 | 4.7262e-05 | 0.016842 | 0.013982 | 4.0866e-05 | 4.118e-05 | 4.1023e-05 | 0.016801 | 0.016842
0.016795 | 0.055169 | 4.7262e-05 | 0.016842 | 0.013982 | 4.0866e-05 | 4.118e-05 | 4.1023e-05 | 0.016801 | 0.016842
0.016795 | 0.05517 | 4.7262e-05 | 0.016842 | 0.013982 | 4.0866e-05 | 4.118e-05 | 4.1023e-05 | 0.016801 | 0.016842
0.016795 | 0.05517 | 4.7262e-05 | 0.016842 | 0.013982 | 4.0866e-05 | 4.118e-05 | 4.1023e-05 | 0.016801 | 0.016842
0.016795 | 0.05517 | 4.7262e-05 | 0.016842 | 0.013982 | 4.0866e-05 | 4.118e-05 | 4.1023e-05 | 0.016801 | 0.016842
0.016795 | 0.05517 | 4.7262e-05 | 0.016842 | 0.013982 | 4.0866e-05 | 4.118e-05 | 4.1023e-05 | 0.016801 | 0.016842
0.016795 | 0.05517 | 4.7262e-05 | 0.016842 | 0.013982 | 4.0866e-05 | 4.118e-05 | 4.1023e-05 | 0.016801 | 0.016842
Segment number | 32 | Length | 1 | feet
Est. water depth at upper end of segment | velocity | velocity head | total head | Hydraulic Radius | Friction slope | Friction slope | Friction head | Total head | Total head
y2 | V2 | hv2 | H2 | R2 | Sf2 | Sf1 | hf2 | H1 | H2*
(ft) | (ft/s) | (ft) | (ft) | (ft) | (ft/ft) | (ft/ft) | (ft) | (ft) | (ft)
0.046 | 0.020142 | 6.2999e-06 | 0.046006 | 0.02966 | 1.9991e-06 | 4.0866e-05 | 2.1433e-05 | 0.016842 | 0.016863
0.031428 | 0.029481 | 1.3496e-05 | 0.031442 | 0.022834 | 6.069e-06 | 4.0866e-05 | 2.3468e-05 | 0.016842 | 0.016865
0.02414 | 0.038382 | 2.2876e-05 | 0.024163 | 0.018726 | 1.34e-05 | 4.0866e-05 | 2.7133e-05 | 0.016842 | 0.016869
0.020493 | 0.045213 | 3.1742e-05 | 0.020525 | 0.016455 | 2.2092e-05 | 4.0866e-05 | 3.1479e-05 | 0.016842 | 0.016873
0.018667 | 0.049635 | 3.8255e-05 | 0.018706 | 0.015257 | 2.9447e-05 | 4.0866e-05 | 3.5157e-05 | 0.016842 | 0.016877
0.017753 | 0.052191 | 4.2297e-05 | 0.017795 | 0.01464 | 3.4398e-05 | 4.0866e-05 | 3.7632e-05 | 0.016842 | 0.016879
0.017295 | 0.053573 | 4.4566e-05 | 0.01734 | 0.014327 | 3.7302e-05 | 4.0866e-05 | 3.9084e-05 | 0.016842 | 0.016881
0.017066 | 0.054293 | 4.5772e-05 | 0.017112 | 0.01417 | 3.8881e-05 | 4.0866e-05 | 3.9874e-05 | 0.016842 | 0.016882
0.016951 | 0.054661 | 4.6395e-05 | 0.016997 | 0.01409 | 3.9706e-05 | 4.0866e-05 | 4.0286e-05 | 0.016842 | 0.016882
0.016893 | 0.054847 | 4.6711e-05 | 0.01694 | 0.014051 | 4.0128e-05 | 4.0866e-05 | 4.0497e-05 | 0.016842 | 0.016882
0.016864 | 0.054941 | 4.6871e-05 | 0.016911 | 0.014031 | 4.0342e-05 | 4.0866e-05 | 4.0604e-05 | 0.016842 | 0.016882
0.01685 | 0.054988 | 4.6952e-05 | 0.016897 | 0.014021 | 4.045e-05 | 4.0866e-05 | 4.0658e-05 | 0.016842 | 0.016882
0.016843 | 0.055012 | 4.6992e-05 | 0.01689 | 0.014016 | 4.0504e-05 | 4.0866e-05 | 4.0685e-05 | 0.016842 | 0.016883
0.016839 | 0.055023 | 4.7012e-05 | 0.016886 | 0.014013 | 4.0531e-05 | 4.0866e-05 | 4.0698e-05 | 0.016842 | 0.016883
0.016837 | 0.055029 | 4.7022e-05 | 0.016884 | 0.014012 | 4.0544e-05 | 4.0866e-05 | 4.0705e-05 | 0.016842 | 0.016883
0.016836 | 0.055032 | 4.7027e-05 | 0.016883 | 0.014011 | 4.0551e-05 | 4.0866e-05 | 4.0709e-05 | 0.016842 | 0.016883
0.016836 | 0.055034 | 4.703e-05 | 0.016883 | 0.014011 | 4.0554e-05 | 4.0866e-05 | 4.071e-05 | 0.016842 | 0.016883
0.016836 | 0.055035 | 4.7031e-05 | 0.016883 | 0.014011 | 4.0556e-05 | 4.0866e-05 | 4.0711e-05 | 0.016842 | 0.016883
0.016836 | 0.055035 | 4.7032e-05 | 0.016883 | 0.014011 | 4.0557e-05 | 4.0866e-05 | 4.0712e-05 | 0.016842 | 0.016883
0.016836 | 0.055035 | 4.7032e-05 | 0.016883 | 0.014011 | 4.0557e-05 | 4.0866e-05 | 4.0712e-05 | 0.016842 | 0.016883
0.016836 | 0.055035 | 4.7032e-05 | 0.016883 | 0.014011 | 4.0558e-05 | 4.0866e-05 | 4.0712e-05 | 0.016842 | 0.016883
0.016836 | 0.055035 | 4.7032e-05 | 0.016883 | 0.014011 | 4.0558e-05 | 4.0866e-05 | 4.0712e-05 | 0.016842 | 0.016883
0.016836 | 0.055035 | 4.7032e-05 | 0.016883 | 0.014011 | 4.0558e-05 | 4.0866e-05 | 4.0712e-05 | 0.016842 | 0.016883
0.016836 | 0.055035 | 4.7032e-05 | 0.016883 | 0.014011 | 4.0558e-05 | 4.0866e-05 | 4.0712e-05 | 0.016842 | 0.016883
0.016836 | 0.055035 | 4.7032e-05 | 0.016883 | 0.014011 | 4.0558e-05 | 4.0866e-05 | 4.0712e-05 | 0.016842 | 0.016883
0.016836 | 0.055035 | 4.7032e-05 | 0.016883 | 0.014011 | 4.0558e-05 | 4.0866e-05 | 4.0712e-05 | 0.016842 | 0.016883
0.016836 | 0.055035 | 4.7032e-05 | 0.016883 | 0.014011 | 4.0558e-05 | 4.0866e-05 | 4.0712e-05 | 0.016842 | 0.016883
0.016836 | 0.055035 | 4.7032e-05 | 0.016883 | 0.014011 | 4.0558e-05 | 4.0866e-05 | 4.0712e-05 | 0.016842 | 0.016883
Segment number | 33 | Length | 1 | feet
Est. water depth at upper end of segment | velocity | velocity head | total head | Hydraulic Radius | Friction slope | Friction slope | Friction head | Total head | Total head
y2 | V2 | hv2 | H2 | R2 | Sf2 | Sf1 | hf2 | H1 | H2*
(ft) | (ft/s) | (ft) | (ft) | (ft) | (ft/ft) | (ft/ft) | (ft) | (ft) | (ft)
0.046 | 0.020142 | 6.2999e-06 | 0.046006 | 0.02966 | 1.9991e-06 | 4.0558e-05 | 2.1278e-05 | 0.016883 | 0.016904
0.031449 | 0.029462 | 1.3479e-05 | 0.031462 | 0.022845 | 6.0574e-06 | 4.0558e-05 | 2.3308e-05 | 0.016883 | 0.016906
0.024171 | 0.038334 | 2.2818e-05 | 0.024193 | 0.018745 | 1.3349e-05 | 4.0558e-05 | 2.6953e-05 | 0.016883 | 0.01691
0.020529 | 0.045134 | 3.1632e-05 | 0.02056 | 0.016478 | 2.1974e-05 | 4.0558e-05 | 3.1266e-05 | 0.016883 | 0.016914
0.018705 | 0.049534 | 3.8099e-05 | 0.018744 | 0.015282 | 2.9262e-05 | 4.0558e-05 | 3.491e-05 | 0.016883 | 0.016917
0.017792 | 0.052076 | 4.211e-05 | 0.017834 | 0.014667 | 3.4163e-05 | 4.0558e-05 | 3.736e-05 | 0.016883 | 0.01692
0.017335 | 0.053449 | 4.4361e-05 | 0.017379 | 0.014355 | 3.7036e-05 | 4.0558e-05 | 3.8797e-05 | 0.016883 | 0.016921
0.017106 | 0.054165 | 4.5557e-05 | 0.017152 | 0.014198 | 3.8598e-05 | 4.0558e-05 | 3.9578e-05 | 0.016883 | 0.016922
0.016991 | 0.054531 | 4.6174e-05 | 0.017037 | 0.014118 | 3.9413e-05 | 4.0558e-05 | 3.9986e-05 | 0.016883 | 0.016923
0.016934 | 0.054716 | 4.6488e-05 | 0.01698 | 0.014079 | 3.983e-05 | 4.0558e-05 | 4.0194e-05 | 0.016883 | 0.016923
0.016905 | 0.054809 | 4.6646e-05 | 0.016952 | 0.014059 | 4.0042e-05 | 4.0558e-05 | 4.03e-05 | 0.016883 | 0.016923
0.016891 | 0.054856 | 4.6726e-05 | 0.016937 | 0.014049 | 4.0148e-05 | 4.0558e-05 | 4.0353e-05 | 0.016883 | 0.016923
0.016883 | 0.054879 | 4.6766e-05 | 0.01693 | 0.014044 | 4.0201e-05 | 4.0558e-05 | 4.038e-05 | 0.016883 | 0.016923
0.01688 | 0.054891 | 4.6786e-05 | 0.016927 | 0.014041 | 4.0228e-05 | 4.0558e-05 | 4.0393e-05 | 0.016883 | 0.016923
0.016878 | 0.054897 | 4.6796e-05 | 0.016925 | 0.01404 | 4.0242e-05 | 4.0558e-05 | 4.04e-05 | 0.016883 | 0.016923
0.016877 | 0.0549 | 4.6801e-05 | 0.016924 | 0.014039 | 4.0248e-05 | 4.0558e-05 | 4.0403e-05 | 0.016883 | 0.016923
0.016877 | 0.054901 | 4.6804e-05 | 0.016923 | 0.014039 | 4.0252e-05 | 4.0558e-05 | 4.0405e-05 | 0.016883 | 0.016923
0.016876 | 0.054902 | 4.6805e-05 | 0.016923 | 0.014039 | 4.0253e-05 | 4.0558e-05 | 4.0406e-05 | 0.016883 | 0.016923
0.016876 | 0.054902 | 4.6806e-05 | 0.016923 | 0.014039 | 4.0254e-05 | 4.0558e-05 | 4.0406e-05 | 0.016883 | 0.016923
0.016876 | 0.054903 | 4.6806e-05 | 0.016923 | 0.014039 | 4.0255e-05 | 4.0558e-05 | 4.0406e-05 | 0.016883 | 0.016923
0.016876 | 0.054903 | 4.6806e-05 | 0.016923 | 0.014039 | 4.0255e-05 | 4.0558e-05 | 4.0406e-05 | 0.016883 | 0.016923
0.016876 | 0.054903 | 4.6806e-05 | 0.016923 | 0.014039 | 4.0255e-05 | 4.0558e-05 | 4.0406e-05 | 0.016883 | 0.016923
0.016876 | 0.054903 | 4.6806e-05 | 0.016923 | 0.014039 | 4.0255e-05 | 4.0558e-05 | 4.0406e-05 | 0.016883 | 0.016923
0.016876 | 0.054903 | 4.6806e-05 | 0.016923 | 0.014039 | 4.0255e-05 | 4.0558e-05 | 4.0406e-05 | 0.016883 | 0.016923
0.016876 | 0.054903 | 4.6806e-05 | 0.016923 | 0.014039 | 4.0255e-05 | 4.0558e-05 | 4.0406e-05 | 0.016883 | 0.016923
0.016876 | 0.054903 | 4.6806e-05 | 0.016923 | 0.014039 | 4.0255e-05 | 4.0558e-05 | 4.0406e-05 | 0.016883 | 0.016923
0.016876 | 0.054903 | 4.6806e-05 | 0.016923 | 0.014039 | 4.0255e-05 | 4.0558e-05 | 4.0406e-05 | 0.016883 | 0.016923
0.016876 | 0.054903 | 4.6806e-05 | 0.016923 | 0.014039 | 4.0255e-05 | 4.0558e-05 | 4.0406e-05 | 0.016883 | 0.016923
Segment number | 34 | Length | 1 | feet
Est. water depth at upper end of segment | velocity | velocity head | total head | Hydraulic Radius | Friction slope | Friction slope | Friction head | Total head | Total head
y2 | V2 | hv2 | H2 | R2 | Sf2 | Sf1 | hf2 | H1 | H2*
(ft) | (ft/s) | (ft) | (ft) | (ft) | (ft/ft) | (ft/ft) | (ft) | (ft) | (ft)
0.046 | 0.020142 | 6.2999e-06 | 0.046006 | 0.02966 | 1.9991e-06 | 4.0255e-05 | 2.1127e-05 | 0.016923 | 0.016944
0.031469 | 0.029443 | 1.3461e-05 | 0.031482 | 0.022855 | 6.0459e-06 | 4.0255e-05 | 2.315e-05 | 0.016923 | 0.016946
0.024201 | 0.038286 | 2.2761e-05 | 0.024224 | 0.018763 | 1.3298e-05 | 4.0255e-05 | 2.6777e-05 | 0.016923 | 0.01695
0.020564 | 0.045057 | 3.1524e-05 | 0.020595 | 0.0165 | 2.1859e-05 | 4.0255e-05 | 3.1057e-05 | 0.016923 | 0.016954
0.018743 | 0.049434 | 3.7946e-05 | 0.018781 | 0.015307 | 2.9081e-05 | 4.0255e-05 | 3.4668e-05 | 0.016923 | 0.016958
0.017831 | 0.051962 | 4.1925e-05 | 0.017873 | 0.014694 | 3.3931e-05 | 4.0255e-05 | 3.7093e-05 | 0.016923 | 0.01696
0.017375 | 0.053327 | 4.4158e-05 | 0.017419 | 0.014382 | 3.6774e-05 | 4.0255e-05 | 3.8515e-05 | 0.016923 | 0.016961
0.017146 | 0.054039 | 4.5344e-05 | 0.017191 | 0.014225 | 3.8319e-05 | 4.0255e-05 | 3.9287e-05 | 0.016923 | 0.016962
0.017031 | 0.054402 | 4.5956e-05 | 0.017077 | 0.014146 | 3.9125e-05 | 4.0255e-05 | 3.969e-05 | 0.016923 | 0.016963
0.016974 | 0.054586 | 4.6268e-05 | 0.01702 | 0.014106 | 3.9538e-05 | 4.0255e-05 | 3.9896e-05 | 0.016923 | 0.016963
0.016945 | 0.054679 | 4.6425e-05 | 0.016992 | 0.014087 | 3.9746e-05 | 4.0255e-05 | 4.0001e-05 | 0.016923 | 0.016963
0.016931 | 0.054725 | 4.6504e-05 | 0.016977 | 0.014077 | 3.9852e-05 | 4.0255e-05 | 4.0053e-05 | 0.016923 | 0.016963
0.016924 | 0.054749 | 4.6543e-05 | 0.01697 | 0.014072 | 3.9904e-05 | 4.0255e-05 | 4.008e-05 | 0.016923 | 0.016963
0.01692 | 0.05476 | 4.6563e-05 | 0.016967 | 0.014069 | 3.9931e-05 | 4.0255e-05 | 4.0093e-05 | 0.016923 | 0.016963
0.016918 | 0.054766 | 4.6573e-05 | 0.016965 | 0.014068 | 3.9944e-05 | 4.0255e-05 | 4.01e-05 | 0.016923 | 0.016963
0.016917 | 0.054769 | 4.6578e-05 | 0.016964 | 0.014067 | 3.9951e-05 | 4.0255e-05 | 4.0103e-05 | 0.016923 | 0.016963
0.016917 | 0.05477 | 4.6581e-05 | 0.016964 | 0.014067 | 3.9954e-05 | 4.0255e-05 | 4.0105e-05 | 0.016923 | 0.016963
0.016917 | 0.054771 | 4.6582e-05 | 0.016963 | 0.014067 | 3.9956e-05 | 4.0255e-05 | 4.0105e-05 | 0.016923 | 0.016963
0.016917 | 0.054772 | 4.6583e-05 | 0.016963 | 0.014067 | 3.9957e-05 | 4.0255e-05 | 4.0106e-05 | 0.016923 | 0.016963
0.016917 | 0.054772 | 4.6583e-05 | 0.016963 | 0.014067 | 3.9957e-05 | 4.0255e-05 | 4.0106e-05 | 0.016923 | 0.016963
0.016917 | 0.054772 | 4.6583e-05 | 0.016963 | 0.014067 | 3.9957e-05 | 4.0255e-05 | 4.0106e-05 | 0.016923 | 0.016963
0.016916 | 0.054772 | 4.6583e-05 | 0.016963 | 0.014067 | 3.9957e-05 | 4.0255e-05 | 4.0106e-05 | 0.016923 | 0.016963
0.016916 | 0.054772 | 4.6583e-05 | 0.016963 | 0.014067 | 3.9957e-05 | 4.0255e-05 | 4.0106e-05 | 0.016923 | 0.016963
0.016916 | 0.054772 | 4.6583e-05 | 0.016963 | 0.014067 | 3.9957e-05 | 4.0255e-05 | 4.0106e-05 | 0.016923 | 0.016963
0.016916 | 0.054772 | 4.6583e-05 | 0.016963 | 0.014067 | 3.9957e-05 | 4.0255e-05 | 4.0106e-05 | 0.016923 | 0.016963
0.016916 | 0.054772 | 4.6583e-05 | 0.016963 | 0.014067 | 3.9957e-05 | 4.0255e-05 | 4.0106e-05 | 0.016923 | 0.016963
0.016916 | 0.054772 | 4.6583e-05 | 0.016963 | 0.014067 | 3.9957e-05 | 4.0255e-05 | 4.0106e-05 | 0.016923 | 0.016963
0.016916 | 0.054772 | 4.6583e-05 | 0.016963 | 0.014067 | 3.9957e-05 | 4.0255e-05 | 4.0106e-05 | 0.016923 | 0.016963
Segment number | 35 | Length | 1 | feet
Est. water depth at upper end of segment | velocity | velocity head | total head | Hydraulic Radius | Friction slope | Friction slope | Friction head | Total head | Total head
y2 | V2 | hv2 | H2 | R2 | Sf2 | Sf1 | hf2 | H1 | H2*
(ft) | (ft/s) | (ft) | (ft) | (ft) | (ft/ft) | (ft/ft) | (ft) | (ft) | (ft)
0.046 | 0.020142 | 6.2999e-06 | 0.046006 | 0.02966 | 1.9991e-06 | 3.9957e-05 | 2.0978e-05 | 0.016963 | 0.016984
0.031489 | 0.029425 | 1.3444e-05 | 0.031502 | 0.022866 | 6.0346e-06 | 3.9957e-05 | 2.2996e-05 | 0.016963 | 0.016986
0.024231 | 0.038239 | 2.2705e-05 | 0.024253 | 0.018781 | 1.3248e-05 | 3.9957e-05 | 2.6603e-05 | 0.016963 | 0.01699
0.020599 | 0.044981 | 3.1417e-05 | 0.02063 | 0.016523 | 2.1745e-05 | 3.9957e-05 | 3.0851e-05 | 0.016963 | 0.016994
0.018781 | 0.049335 | 3.7794e-05 | 0.018818 | 0.015332 | 2.8902e-05 | 3.9957e-05 | 3.443e-05 | 0.016963 | 0.016997
0.01787 | 0.051849 | 4.1744e-05 | 0.017912 | 0.01472 | 3.3704e-05 | 3.9957e-05 | 3.6831e-05 | 0.016963 | 0.017
0.017414 | 0.053207 | 4.3959e-05 | 0.017458 | 0.014409 | 3.6516e-05 | 3.9957e-05 | 3.8237e-05 | 0.016963 | 0.017001
0.017186 | 0.053914 | 4.5135e-05 | 0.017231 | 0.014252 | 3.8044e-05 | 3.9957e-05 | 3.9001e-05 | 0.016963 | 0.017002
0.017071 | 0.054275 | 4.5742e-05 | 0.017117 | 0.014174 | 3.8842e-05 | 3.9957e-05 | 3.94e-05 | 0.016963 | 0.017002
0.017014 | 0.054458 | 4.6051e-05 | 0.01706 | 0.014134 | 3.925e-05 | 3.9957e-05 | 3.9604e-05 | 0.016963 | 0.017003
0.016985 | 0.05455 | 4.6206e-05 | 0.017032 | 0.014114 | 3.9456e-05 | 3.9957e-05 | 3.9707e-05 | 0.016963 | 0.017003
0.016971 | 0.054596 | 4.6285e-05 | 0.017017 | 0.014104 | 3.956e-05 | 3.9957e-05 | 3.9759e-05 | 0.016963 | 0.017003
0.016964 | 0.054619 | 4.6324e-05 | 0.01701 | 0.014099 | 3.9612e-05 | 3.9957e-05 | 3.9785e-05 | 0.016963 | 0.017003
0.01696 | 0.054631 | 4.6344e-05 | 0.017006 | 0.014097 | 3.9639e-05 | 3.9957e-05 | 3.9798e-05 | 0.016963 | 0.017003
0.016958 | 0.054637 | 4.6354e-05 | 0.017005 | 0.014096 | 3.9652e-05 | 3.9957e-05 | 3.9805e-05 | 0.016963 | 0.017003
0.016957 | 0.05464 | 4.6359e-05 | 0.017004 | 0.014095 | 3.9658e-05 | 3.9957e-05 | 3.9808e-05 | 0.016963 | 0.017003
0.016957 | 0.054641 | 4.6361e-05 | 0.017003 | 0.014095 | 3.9662e-05 | 3.9957e-05 | 3.981e-05 | 0.016963 | 0.017003
0.016957 | 0.054642 | 4.6362e-05 | 0.017003 | 0.014095 | 3.9663e-05 | 3.9957e-05 | 3.981e-05 | 0.016963 | 0.017003
0.016957 | 0.054642 | 4.6363e-05 | 0.017003 | 0.014094 | 3.9664e-05 | 3.9957e-05 | 3.9811e-05 | 0.016963 | 0.017003
0.016957 | 0.054642 | 4.6363e-05 | 0.017003 | 0.014094 | 3.9665e-05 | 3.9957e-05 | 3.9811e-05 | 0.016963 | 0.017003
0.016957 | 0.054643 | 4.6363e-05 | 0.017003 | 0.014094 | 3.9665e-05 | 3.9957e-05 | 3.9811e-05 | 0.016963 | 0.017003
0.016957 | 0.054643 | 4.6364e-05 | 0.017003 | 0.014094 | 3.9665e-05 | 3.9957e-05 | 3.9811e-05 | 0.016963 | 0.017003
0.016957 | 0.054643 | 4.6364e-05 | 0.017003 | 0.014094 | 3.9665e-05 | 3.9957e-05 | 3.9811e-05 | 0.016963 | 0.017003
0.016957 | 0.054643 | 4.6364e-05 | 0.017003 | 0.014094 | 3.9665e-05 | 3.9957e-05 | 3.9811e-05 | 0.016963 | 0.017003
0.016957 | 0.054643 | 4.6364e-05 | 0.017003 | 0.014094 | 3.9665e-05 | 3.9957e-05 | 3.9811e-05 | 0.016963 | 0.017003
0.016957 | 0.054643 | 4.6364e-05 | 0.017003 | 0.014094 | 3.9665e-05 | 3.9957e-05 | 3.9811e-05 | 0.016963 | 0.017003
0.016957 | 0.054643 | 4.6364e-05 | 0.017003 | 0.014094 | 3.9665e-05 | 3.9957e-05 | 3.9811e-05 | 0.016963 | 0.017003
0.016957 | 0.054643 | 4.6364e-05 | 0.017003 | 0.014094 | 3.9665e-05 | 3.9957e-05 | 3.9811e-05 | 0.016963 | 0.017003
0.016957 | 0.054643 | 4.6364e-05 | 0.017003 | 0.014094 | 3.9665e-05 | 3.9957e-05 | 3.9811e-05 | 0.016963 | 0.017003
Segment number | 36 | Length | 1 | feet
Est. water depth at upper end of segment | velocity | velocity head | total head | Hydraulic Radius | Friction slope | Friction slope | Friction head | Total head | Total head
y2 | V2 | hv2 | H2 | R2 | Sf2 | Sf1 | hf2 | H1 | H2*
(ft) | (ft/s) | (ft) | (ft) | (ft) | (ft/ft) | (ft/ft) | (ft) | (ft) | (ft)
0.046 | 0.020142 | 6.2999e-06 | 0.046006 | 0.02966 | 1.9991e-06 | 3.9665e-05 | 2.0832e-05 | 0.017003 | 0.017024
0.031509 | 0.029406 | 1.3427e-05 | 0.031522 | 0.022876 | 6.0233e-06 | 3.9665e-05 | 2.2844e-05 | 0.017003 | 0.017026
0.02426 | 0.038192 | 2.2649e-05 | 0.024283 | 0.018799 | 1.3199e-05 | 3.9665e-05 | 2.6432e-05 | 0.017003 | 0.017029
0.020634 | 0.044905 | 3.1311e-05 | 0.020665 | 0.016545 | 2.1633e-05 | 3.9665e-05 | 3.0649e-05 | 0.017003 | 0.017034
0.018818 | 0.049238 | 3.7645e-05 | 0.018856 | 0.015357 | 2.8726e-05 | 3.9665e-05 | 3.4195e-05 | 0.017003 | 0.017037
0.017909 | 0.051737 | 4.1565e-05 | 0.01795 | 0.014746 | 3.348e-05 | 3.9665e-05 | 3.6573e-05 | 0.017003 | 0.017039
0.017453 | 0.053087 | 4.3762e-05 | 0.017497 | 0.014436 | 3.6263e-05 | 3.9665e-05 | 3.7964e-05 | 0.017003 | 0.017041
0.017225 | 0.05379 | 4.4929e-05 | 0.01727 | 0.014279 | 3.7775e-05 | 3.9665e-05 | 3.872e-05 | 0.017003 | 0.017042
0.017111 | 0.05415 | 4.5531e-05 | 0.017156 | 0.014201 | 3.8563e-05 | 3.9665e-05 | 3.9114e-05 | 0.017003 | 0.017042
0.017054 | 0.054331 | 4.5837e-05 | 0.0171 | 0.014161 | 3.8967e-05 | 3.9665e-05 | 3.9316e-05 | 0.017003 | 0.017042
0.017025 | 0.054423 | 4.5991e-05 | 0.017071 | 0.014142 | 3.9171e-05 | 3.9665e-05 | 3.9418e-05 | 0.017003 | 0.017042
0.017011 | 0.054469 | 4.6069e-05 | 0.017057 | 0.014132 | 3.9274e-05 | 3.9665e-05 | 3.9469e-05 | 0.017003 | 0.017042
0.017003 | 0.054492 | 4.6108e-05 | 0.01705 | 0.014127 | 3.9326e-05 | 3.9665e-05 | 3.9495e-05 | 0.017003 | 0.017042
0.017 | 0.054503 | 4.6127e-05 | 0.017046 | 0.014124 | 3.9351e-05 | 3.9665e-05 | 3.9508e-05 | 0.017003 | 0.017042
0.016998 | 0.054509 | 4.6137e-05 | 0.017044 | 0.014123 | 3.9364e-05 | 3.9665e-05 | 3.9515e-05 | 0.017003 | 0.017042
0.016997 | 0.054512 | 4.6142e-05 | 0.017043 | 0.014122 | 3.9371e-05 | 3.9665e-05 | 3.9518e-05 | 0.017003 | 0.017042
0.016997 | 0.054513 | 4.6145e-05 | 0.017043 | 0.014122 | 3.9374e-05 | 3.9665e-05 | 3.952e-05 | 0.017003 | 0.017042
0.016996 | 0.054514 | 4.6146e-05 | 0.017043 | 0.014122 | 3.9376e-05 | 3.9665e-05 | 3.952e-05 | 0.017003 | 0.017042
0.016996 | 0.054515 | 4.6146e-05 | 0.017043 | 0.014122 | 3.9377e-05 | 3.9665e-05 | 3.9521e-05 | 0.017003 | 0.017042
0.016996 | 0.054515 | 4.6147e-05 | 0.017042 | 0.014122 | 3.9377e-05 | 3.9665e-05 | 3.9521e-05 | 0.017003 | 0.017042
0.016996 | 0.054515 | 4.6147e-05 | 0.017042 | 0.014122 | 3.9377e-05 | 3.9665e-05 | 3.9521e-05 | 0.017003 | 0.017042
0.016996 | 0.054515 | 4.6147e-05 | 0.017042 | 0.014122 | 3.9377e-05 | 3.9665e-05 | 3.9521e-05 | 0.017003 | 0.017042
0.016996 | 0.054515 | 4.6147e-05 | 0.017042 | 0.014122 | 3.9377e-05 | 3.9665e-05 | 3.9521e-05 | 0.017003 | 0.017042
0.016996 | 0.054515 | 4.6147e-05 | 0.017042 | 0.014122 | 3.9377e-05 | 3.9665e-05 | 3.9521e-05 | 0.017003 | 0.017042
0.016996 | 0.054515 | 4.6147e-05 | 0.017042 | 0.014122 | 3.9377e-05 | 3.9665e-05 | 3.9521e-05 | 0.017003 | 0.017042
0.016996 | 0.054515 | 4.6147e-05 | 0.017042 | 0.014122 | 3.9377e-05 | 3.9665e-05 | 3.9521e-05 | 0.017003 | 0.017042
0.016996 | 0.054515 | 4.6147e-05 | 0.017042 | 0.014122 | 3.9377e-05 | 3.9665e-05 | 3.9521e-05 | 0.017003 | 0.017042
0.016996 | 0.054515 | 4.6147e-05 | 0.017042 | 0.014122 | 3.9377e-05 | 3.9665e-05 | 3.9521e-05 | 0.017003 | 0.017042
Segment number | 37 | Length | 1 | feet
Est. water depth at upper end of segment | velocity | velocity head | total head | Hydraulic Radius | Friction slope | Friction slope | Friction head | Total head | Total head
y2 | V2 | hv2 | H2 | R2 | Sf2 | Sf1 | hf2 | H1 | H2*
(ft) | (ft/s) | (ft) | (ft) | (ft) | (ft/ft) | (ft/ft) | (ft) | (ft) | (ft)
0.046 | 0.020142 | 6.2999e-06 | 0.046006 | 0.02966 | 1.9991e-06 | 3.9377e-05 | 2.0688e-05 | 0.017042 | 0.017063
0.031528 | 0.029388 | 1.3411e-05 | 0.031542 | 0.022887 | 6.0121e-06 | 3.9377e-05 | 2.2695e-05 | 0.017042 | 0.017065
0.02429 | 0.038145 | 2.2594e-05 | 0.024313 | 0.018816 | 1.3151e-05 | 3.9377e-05 | 2.6264e-05 | 0.017042 | 0.017069
0.020668 | 0.04483 | 3.1207e-05 | 0.020699 | 0.016567 | 2.1523e-05 | 3.9377e-05 | 3.045e-05 | 0.017042 | 0.017073
0.018855 | 0.049141 | 3.7498e-05 | 0.018892 | 0.015382 | 2.8552e-05 | 3.9377e-05 | 3.3965e-05 | 0.017042 | 0.017076
0.017947 | 0.051627 | 4.1388e-05 | 0.017988 | 0.014772 | 3.326e-05 | 3.9377e-05 | 3.6319e-05 | 0.017042 | 0.017079
0.017492 | 0.05297 | 4.3568e-05 | 0.017536 | 0.014462 | 3.6014e-05 | 3.9377e-05 | 3.7696e-05 | 0.017042 | 0.01708
0.017264 | 0.053668 | 4.4725e-05 | 0.017309 | 0.014306 | 3.7509e-05 | 3.9377e-05 | 3.8443e-05 | 0.017042 | 0.017081
0.01715 | 0.054025 | 4.5322e-05 | 0.017196 | 0.014228 | 3.829e-05 | 3.9377e-05 | 3.8834e-05 | 0.017042 | 0.017081
0.017093 | 0.054206 | 4.5626e-05 | 0.017139 | 0.014189 | 3.8689e-05 | 3.9377e-05 | 3.9033e-05 | 0.017042 | 0.017081
0.017064 | 0.054297 | 4.5779e-05 | 0.01711 | 0.014169 | 3.8891e-05 | 3.9377e-05 | 3.9134e-05 | 0.017042 | 0.017082
0.01705 | 0.054343 | 4.5856e-05 | 0.017096 | 0.014159 | 3.8992e-05 | 3.9377e-05 | 3.9185e-05 | 0.017042 | 0.017082
0.017043 | 0.054366 | 4.5895e-05 | 0.017089 | 0.014154 | 3.9043e-05 | 3.9377e-05 | 3.921e-05 | 0.017042 | 0.017082
0.017039 | 0.054377 | 4.5914e-05 | 0.017085 | 0.014152 | 3.9069e-05 | 3.9377e-05 | 3.9223e-05 | 0.017042 | 0.017082
0.017038 | 0.054383 | 4.5924e-05 | 0.017083 | 0.01415 | 3.9082e-05 | 3.9377e-05 | 3.923e-05 | 0.017042 | 0.017082
0.017037 | 0.054386 | 4.5929e-05 | 0.017083 | 0.01415 | 3.9088e-05 | 3.9377e-05 | 3.9233e-05 | 0.017042 | 0.017082
0.017036 | 0.054387 | 4.5931e-05 | 0.017082 | 0.014149 | 3.9092e-05 | 3.9377e-05 | 3.9235e-05 | 0.017042 | 0.017082
0.017036 | 0.054388 | 4.5932e-05 | 0.017082 | 0.014149 | 3.9093e-05 | 3.9377e-05 | 3.9235e-05 | 0.017042 | 0.017082
0.017036 | 0.054388 | 4.5933e-05 | 0.017082 | 0.014149 | 3.9094e-05 | 3.9377e-05 | 3.9236e-05 | 0.017042 | 0.017082
0.017036 | 0.054388 | 4.5933e-05 | 0.017082 | 0.014149 | 3.9094e-05 | 3.9377e-05 | 3.9236e-05 | 0.017042 | 0.017082
0.017036 | 0.054389 | 4.5933e-05 | 0.017082 | 0.014149 | 3.9095e-05 | 3.9377e-05 | 3.9236e-05 | 0.017042 | 0.017082
0.017036 | 0.054389 | 4.5934e-05 | 0.017082 | 0.014149 | 3.9095e-05 | 3.9377e-05 | 3.9236e-05 | 0.017042 | 0.017082
0.017036 | 0.054389 | 4.5934e-05 | 0.017082 | 0.014149 | 3.9095e-05 | 3.9377e-05 | 3.9236e-05 | 0.017042 | 0.017082
0.017036 | 0.054389 | 4.5934e-05 | 0.017082 | 0.014149 | 3.9095e-05 | 3.9377e-05 | 3.9236e-05 | 0.017042 | 0.017082
0.017036 | 0.054389 | 4.5934e-05 | 0.017082 | 0.014149 | 3.9095e-05 | 3.9377e-05 | 3.9236e-05 | 0.017042 | 0.017082
0.017036 | 0.054389 | 4.5934e-05 | 0.017082 | 0.014149 | 3.9095e-05 | 3.9377e-05 | 3.9236e-05 | 0.017042 | 0.017082
0.017036 | 0.054389 | 4.5934e-05 | 0.017082 | 0.014149 | 3.9095e-05 | 3.9377e-05 | 3.9236e-05 | 0.017042 | 0.017082
0.017036 | 0.054389 | 4.5934e-05 | 0.017082 | 0.014149 | 3.9095e-05 | 3.9377e-05 | 3.9236e-05 | 0.017042 | 0.017082
Segment number | 38 | Length | 1 | feet
Est. water depth at upper end of segment | velocity | velocity head | total head | Hydraulic Radius | Friction slope | Friction slope | Friction head | Total head | Total head
y2 | V2 | hv2 | H2 | R2 | Sf2 | Sf1 | hf2 | H1 | H2*
(ft) | (ft/s) | (ft) | (ft) | (ft) | (ft/ft) | (ft/ft) | (ft) | (ft) | (ft)
0.046 | 0.020142 | 6.2999e-06 | 0.046006 | 0.02966 | 1.9991e-06 | 3.9095e-05 | 2.0547e-05 | 0.017082 | 0.017102
0.031548 | 0.02937 | 1.3394e-05 | 0.031561 | 0.022897 | 6.0011e-06 | 3.9095e-05 | 2.2548e-05 | 0.017082 | 0.017104
0.024319 | 0.038099 | 2.254e-05 | 0.024342 | 0.018834 | 1.3103e-05 | 3.9095e-05 | 2.6099e-05 | 0.017082 | 0.017108
0.020702 | 0.044756 | 3.1104e-05 | 0.020733 | 0.016589 | 2.1414e-05 | 3.9095e-05 | 3.0254e-05 | 0.017082 | 0.017112
0.018892 | 0.049046 | 3.7352e-05 | 0.018929 | 0.015406 | 2.8381e-05 | 3.9095e-05 | 3.3738e-05 | 0.017082 | 0.017115
0.017985 | 0.051518 | 4.1214e-05 | 0.018026 | 0.014798 | 3.3043e-05 | 3.9095e-05 | 3.6069e-05 | 0.017082 | 0.017118
0.017531 | 0.052853 | 4.3377e-05 | 0.017574 | 0.014489 | 3.5769e-05 | 3.9095e-05 | 3.7432e-05 | 0.017082 | 0.017119
0.017303 | 0.053548 | 4.4525e-05 | 0.017348 | 0.014333 | 3.7248e-05 | 3.9095e-05 | 3.8172e-05 | 0.017082 | 0.01712
0.017189 | 0.053903 | 4.5117e-05 | 0.017234 | 0.014255 | 3.802e-05 | 3.9095e-05 | 3.8558e-05 | 0.017082 | 0.01712
0.017132 | 0.054082 | 4.5418e-05 | 0.017178 | 0.014215 | 3.8415e-05 | 3.9095e-05 | 3.8755e-05 | 0.017082 | 0.01712
0.017104 | 0.054173 | 4.557e-05 | 0.017149 | 0.014196 | 3.8615e-05 | 3.9095e-05 | 3.8855e-05 | 0.017082 | 0.01712
0.017089 | 0.054218 | 4.5646e-05 | 0.017135 | 0.014186 | 3.8716e-05 | 3.9095e-05 | 3.8905e-05 | 0.017082 | 0.017121
0.017082 | 0.054241 | 4.5685e-05 | 0.017128 | 0.014181 | 3.8766e-05 | 3.9095e-05 | 3.893e-05 | 0.017082 | 0.017121
0.017078 | 0.054252 | 4.5704e-05 | 0.017124 | 0.014179 | 3.8791e-05 | 3.9095e-05 | 3.8943e-05 | 0.017082 | 0.017121
0.017077 | 0.054258 | 4.5713e-05 | 0.017122 | 0.014177 | 3.8804e-05 | 3.9095e-05 | 3.8949e-05 | 0.017082 | 0.017121
0.017076 | 0.054261 | 4.5718e-05 | 0.017121 | 0.014177 | 3.8811e-05 | 3.9095e-05 | 3.8953e-05 | 0.017082 | 0.017121
0.017075 | 0.054262 | 4.5721e-05 | 0.017121 | 0.014176 | 3.8814e-05 | 3.9095e-05 | 3.8954e-05 | 0.017082 | 0.017121
0.017075 | 0.054263 | 4.5722e-05 | 0.017121 | 0.014176 | 3.8815e-05 | 3.9095e-05 | 3.8955e-05 | 0.017082 | 0.017121
0.017075 | 0.054264 | 4.5723e-05 | 0.017121 | 0.014176 | 3.8816e-05 | 3.9095e-05 | 3.8955e-05 | 0.017082 | 0.017121
0.017075 | 0.054264 | 4.5723e-05 | 0.017121 | 0.014176 | 3.8816e-05 | 3.9095e-05 | 3.8956e-05 | 0.017082 | 0.017121
0.017075 | 0.054264 | 4.5723e-05 | 0.017121 | 0.014176 | 3.8817e-05 | 3.9095e-05 | 3.8956e-05 | 0.017082 | 0.017121
0.017075 | 0.054264 | 4.5723e-05 | 0.017121 | 0.014176 | 3.8817e-05 | 3.9095e-05 | 3.8956e-05 | 0.017082 | 0.017121
0.017075 | 0.054264 | 4.5723e-05 | 0.017121 | 0.014176 | 3.8817e-05 | 3.9095e-05 | 3.8956e-05 | 0.017082 | 0.017121
0.017075 | 0.054264 | 4.5723e-05 | 0.017121 | 0.014176 | 3.8817e-05 | 3.9095e-05 | 3.8956e-05 | 0.017082 | 0.017121
0.017075 | 0.054264 | 4.5723e-05 | 0.017121 | 0.014176 | 3.8817e-05 | 3.9095e-05 | 3.8956e-05 | 0.017082 | 0.017121
0.017075 | 0.054264 | 4.5723e-05 | 0.017121 | 0.014176 | 3.8817e-05 | 3.9095e-05 | 3.8956e-05 | 0.017082 | 0.017121
0.017075 | 0.054264 | 4.5723e-05 | 0.017121 | 0.014176 | 3.8817e-05 | 3.9095e-05 | 3.8956e-05 | 0.017082 | 0.017121
0.017075 | 0.054264 | 4.5723e-05 | 0.017121 | 0.014176 | 3.8817e-05 | 3.9095e-05 | 3.8956e-05 | 0.017082 | 0.017121
Segment number | 39 | Length | 1 | feet
Est. water depth at upper end of segment | velocity | velocity head | total head | Hydraulic Radius | Friction slope | Friction slope | Friction head | Total head | Total head
y2 | V2 | hv2 | H2 | R2 | Sf2 | Sf1 | hf2 | H1 | H2*
(ft) | (ft/s) | (ft) | (ft) | (ft) | (ft/ft) | (ft/ft) | (ft) | (ft) | (ft)
0.046 | 0.020142 | 6.2999e-06 | 0.046006 | 0.02966 | 1.9991e-06 | 3.8817e-05 | 2.0408e-05 | 0.017121 | 0.017141
0.031567 | 0.029351 | 1.3377e-05 | 0.031581 | 0.022907 | 5.9902e-06 | 3.8817e-05 | 2.2404e-05 | 0.017121 | 0.017143
0.024348 | 0.038054 | 2.2486e-05 | 0.024371 | 0.018851 | 1.3055e-05 | 3.8817e-05 | 2.5936e-05 | 0.017121 | 0.017147
0.020736 | 0.044683 | 3.1002e-05 | 0.020767 | 0.016611 | 2.1306e-05 | 3.8817e-05 | 3.0062e-05 | 0.017121 | 0.017151
0.018928 | 0.048951 | 3.7209e-05 | 0.018965 | 0.01543 | 2.8213e-05 | 3.8817e-05 | 3.3515e-05 | 0.017121 | 0.017154
0.018022 | 0.051411 | 4.1042e-05 | 0.018063 | 0.014823 | 3.283e-05 | 3.8817e-05 | 3.5823e-05 | 0.017121 | 0.017156
0.017569 | 0.052738 | 4.3188e-05 | 0.017612 | 0.014515 | 3.5528e-05 | 3.8817e-05 | 3.7172e-05 | 0.017121 | 0.017158
0.017342 | 0.053429 | 4.4327e-05 | 0.017386 | 0.014359 | 3.6992e-05 | 3.8817e-05 | 3.7904e-05 | 0.017121 | 0.017158
0.017228 | 0.053782 | 4.4914e-05 | 0.017273 | 0.014281 | 3.7756e-05 | 3.8817e-05 | 3.8286e-05 | 0.017121 | 0.017159
0.017171 | 0.05396 | 4.5213e-05 | 0.017216 | 0.014242 | 3.8146e-05 | 3.8817e-05 | 3.8482e-05 | 0.017121 | 0.017159
0.017142 | 0.05405 | 4.5364e-05 | 0.017188 | 0.014223 | 3.8344e-05 | 3.8817e-05 | 3.858e-05 | 0.017121 | 0.017159
0.017128 | 0.054095 | 4.5439e-05 | 0.017174 | 0.014213 | 3.8443e-05 | 3.8817e-05 | 3.863e-05 | 0.017121 | 0.017159
0.017121 | 0.054118 | 4.5477e-05 | 0.017166 | 0.014208 | 3.8493e-05 | 3.8817e-05 | 3.8655e-05 | 0.017121 | 0.017159
0.017117 | 0.054129 | 4.5496e-05 | 0.017163 | 0.014205 | 3.8518e-05 | 3.8817e-05 | 3.8668e-05 | 0.017121 | 0.017159
0.017116 | 0.054135 | 4.5506e-05 | 0.017161 | 0.014204 | 3.8531e-05 | 3.8817e-05 | 3.8674e-05 | 0.017121 | 0.017159
0.017115 | 0.054138 | 4.5511e-05 | 0.01716 | 0.014203 | 3.8537e-05 | 3.8817e-05 | 3.8677e-05 | 0.017121 | 0.017159
0.017114 | 0.054139 | 4.5513e-05 | 0.01716 | 0.014203 | 3.854e-05 | 3.8817e-05 | 3.8679e-05 | 0.017121 | 0.017159
0.017114 | 0.05414 | 4.5514e-05 | 0.017159 | 0.014203 | 3.8542e-05 | 3.8817e-05 | 3.8679e-05 | 0.017121 | 0.017159
0.017114 | 0.05414 | 4.5515e-05 | 0.017159 | 0.014203 | 3.8543e-05 | 3.8817e-05 | 3.868e-05 | 0.017121 | 0.017159
0.017114 | 0.05414 | 4.5515e-05 | 0.017159 | 0.014203 | 3.8543e-05 | 3.8817e-05 | 3.868e-05 | 0.017121 | 0.017159
0.017114 | 0.05414 | 4.5515e-05 | 0.017159 | 0.014203 | 3.8543e-05 | 3.8817e-05 | 3.868e-05 | 0.017121 | 0.017159
0.017114 | 0.054141 | 4.5515e-05 | 0.017159 | 0.014203 | 3.8543e-05 | 3.8817e-05 | 3.868e-05 | 0.017121 | 0.017159
0.017114 | 0.054141 | 4.5516e-05 | 0.017159 | 0.014203 | 3.8543e-05 | 3.8817e-05 | 3.868e-05 | 0.017121 | 0.017159
0.017114 | 0.054141 | 4.5516e-05 | 0.017159 | 0.014203 | 3.8544e-05 | 3.8817e-05 | 3.868e-05 | 0.017121 | 0.017159
0.017114 | 0.054141 | 4.5516e-05 | 0.017159 | 0.014203 | 3.8544e-05 | 3.8817e-05 | 3.868e-05 | 0.017121 | 0.017159
0.017114 | 0.054141 | 4.5516e-05 | 0.017159 | 0.014203 | 3.8544e-05 | 3.8817e-05 | 3.868e-05 | 0.017121 | 0.017159
0.017114 | 0.054141 | 4.5516e-05 | 0.017159 | 0.014203 | 3.8544e-05 | 3.8817e-05 | 3.868e-05 | 0.017121 | 0.017159
0.017114 | 0.054141 | 4.5516e-05 | 0.017159 | 0.014203 | 3.8544e-05 | 3.8817e-05 | 3.868e-05 | 0.017121 | 0.017159
Segment number | 40 | Length | 1 | feet
Est. water depth at upper end of segment | velocity | velocity head | total head | Hydraulic Radius | Friction slope | Friction slope | Friction head | Total head | Total head
y2 | V2 | hv2 | H2 | R2 | Sf2 | Sf1 | hf2 | H1 | H2*
(ft) | (ft/s) | (ft) | (ft) | (ft) | (ft/ft) | (ft/ft) | (ft) | (ft) | (ft)
0.046 | 0.020142 | 6.2999e-06 | 0.046006 | 0.02966 | 1.9991e-06 | 3.8544e-05 | 2.0271e-05 | 0.017159 | 0.01718
0.031587 | 0.029334 | 1.3361e-05 | 0.0316 | 0.022917 | 5.9793e-06 | 3.8544e-05 | 2.2261e-05 | 0.017159 | 0.017182
0.024377 | 0.038009 | 2.2432e-05 | 0.0244 | 0.018869 | 1.3008e-05 | 3.8544e-05 | 2.5776e-05 | 0.017159 | 0.017185
0.02077 | 0.04461 | 3.0901e-05 | 0.020801 | 0.016633 | 2.12e-05 | 3.8544e-05 | 2.9872e-05 | 0.017159 | 0.017189
0.018964 | 0.048858 | 3.7067e-05 | 0.019001 | 0.015454 | 2.8047e-05 | 3.8544e-05 | 3.3295e-05 | 0.017159 | 0.017193
0.01806 | 0.051304 | 4.0872e-05 | 0.018101 | 0.014848 | 3.262e-05 | 3.8544e-05 | 3.5582e-05 | 0.017159 | 0.017195
0.017607 | 0.052624 | 4.3002e-05 | 0.01765 | 0.014541 | 3.5291e-05 | 3.8544e-05 | 3.6917e-05 | 0.017159 | 0.017196
0.01738 | 0.053311 | 4.4132e-05 | 0.017424 | 0.014386 | 3.6739e-05 | 3.8544e-05 | 3.7641e-05 | 0.017159 | 0.017197
0.017266 | 0.053662 | 4.4714e-05 | 0.017311 | 0.014308 | 3.7495e-05 | 3.8544e-05 | 3.8019e-05 | 0.017159 | 0.017197
0.017209 | 0.053839 | 4.5011e-05 | 0.017255 | 0.014269 | 3.7881e-05 | 3.8544e-05 | 3.8213e-05 | 0.017159 | 0.017197
0.017181 | 0.053929 | 4.516e-05 | 0.017226 | 0.014249 | 3.8077e-05 | 3.8544e-05 | 3.831e-05 | 0.017159 | 0.017198
0.017167 | 0.053974 | 4.5235e-05 | 0.017212 | 0.014239 | 3.8176e-05 | 3.8544e-05 | 3.836e-05 | 0.017159 | 0.017198
0.01716 | 0.053996 | 4.5273e-05 | 0.017205 | 0.014234 | 3.8225e-05 | 3.8544e-05 | 3.8384e-05 | 0.017159 | 0.017198
0.017156 | 0.054007 | 4.5292e-05 | 0.017201 | 0.014232 | 3.825e-05 | 3.8544e-05 | 3.8397e-05 | 0.017159 | 0.017198
0.017154 | 0.054013 | 4.5301e-05 | 0.017199 | 0.014231 | 3.8262e-05 | 3.8544e-05 | 3.8403e-05 | 0.017159 | 0.017198
0.017153 | 0.054016 | 4.5306e-05 | 0.017199 | 0.01423 | 3.8268e-05 | 3.8544e-05 | 3.8406e-05 | 0.017159 | 0.017198
0.017153 | 0.054017 | 4.5308e-05 | 0.017198 | 0.01423 | 3.8272e-05 | 3.8544e-05 | 3.8408e-05 | 0.017159 | 0.017198
0.017153 | 0.054018 | 4.531e-05 | 0.017198 | 0.01423 | 3.8273e-05 | 3.8544e-05 | 3.8408e-05 | 0.017159 | 0.017198
0.017152 | 0.054018 | 4.531e-05 | 0.017198 | 0.014229 | 3.8274e-05 | 3.8544e-05 | 3.8409e-05 | 0.017159 | 0.017198
0.017152 | 0.054019 | 4.5311e-05 | 0.017198 | 0.014229 | 3.8274e-05 | 3.8544e-05 | 3.8409e-05 | 0.017159 | 0.017198
0.017152 | 0.054019 | 4.5311e-05 | 0.017198 | 0.014229 | 3.8274e-05 | 3.8544e-05 | 3.8409e-05 | 0.017159 | 0.017198
0.017152 | 0.054019 | 4.5311e-05 | 0.017198 | 0.014229 | 3.8275e-05 | 3.8544e-05 | 3.8409e-05 | 0.017159 | 0.017198
0.017152 | 0.054019 | 4.5311e-05 | 0.017198 | 0.014229 | 3.8275e-05 | 3.8544e-05 | 3.8409e-05 | 0.017159 | 0.017198
0.017152 | 0.054019 | 4.5311e-05 | 0.017198 | 0.014229 | 3.8275e-05 | 3.8544e-05 | 3.8409e-05 | 0.017159 | 0.017198
0.017152 | 0.054019 | 4.5311e-05 | 0.017198 | 0.014229 | 3.8275e-05 | 3.8544e-05 | 3.8409e-05 | 0.017159 | 0.017198
0.017152 | 0.054019 | 4.5311e-05 | 0.017198 | 0.014229 | 3.8275e-05 | 3.8544e-05 | 3.8409e-05 | 0.017159 | 0.017198
0.017152 | 0.054019 | 4.5311e-05 | 0.017198 | 0.014229 | 3.8275e-05 | 3.8544e-05 | 3.8409e-05 | 0.017159 | 0.017198
0.017152 | 0.054019 | 4.5311e-05 | 0.017198 | 0.014229 | 3.8275e-05 | 3.8544e-05 | 3.8409e-05 | 0.017159 | 0.017198
Segment number | 41 | Length | 1 | feet
Est. water depth at upper end of segment | velocity | velocity head | total head | Hydraulic Radius | Friction slope | Friction slope | Friction head | Total head | Total head
y2 | V2 | hv2 | H2 | R2 | Sf2 | Sf1 | hf2 | H1 | H2*
(ft) | (ft/s) | (ft) | (ft) | (ft) | (ft/ft) | (ft/ft) | (ft) | (ft) | (ft)
0.046 | 0.020142 | 6.2999e-06 | 0.046006 | 0.02966 | 1.9991e-06 | 3.8275e-05 | 2.0137e-05 | 0.017198 | 0.017218
0.031606 | 0.029316 | 1.3345e-05 | 0.031619 | 0.022927 | 5.9686e-06 | 3.8275e-05 | 2.2122e-05 | 0.017198 | 0.01722
0.024406 | 0.037964 | 2.238e-05 | 0.024428 | 0.018886 | 1.2962e-05 | 3.8275e-05 | 2.5618e-05 | 0.017198 | 0.017223
0.020804 | 0.044538 | 3.0802e-05 | 0.020834 | 0.016654 | 2.1096e-05 | 3.8275e-05 | 2.9685e-05 | 0.017198 | 0.017227
0.019 | 0.048766 | 3.6927e-05 | 0.019037 | 0.015478 | 2.7884e-05 | 3.8275e-05 | 3.3079e-05 | 0.017198 | 0.017231
0.018097 | 0.051199 | 4.0704e-05 | 0.018138 | 0.014873 | 3.2413e-05 | 3.8275e-05 | 3.5344e-05 | 0.017198 | 0.017233
0.017645 | 0.052512 | 4.2818e-05 | 0.017687 | 0.014567 | 3.5057e-05 | 3.8275e-05 | 3.6666e-05 | 0.017198 | 0.017234
0.017418 | 0.053195 | 4.3939e-05 | 0.017462 | 0.014412 | 3.6491e-05 | 3.8275e-05 | 3.7383e-05 | 0.017198 | 0.017235
0.017305 | 0.053543 | 4.4517e-05 | 0.017349 | 0.014334 | 3.7239e-05 | 3.8275e-05 | 3.7757e-05 | 0.017198 | 0.017235
0.017248 | 0.05372 | 4.4811e-05 | 0.017293 | 0.014295 | 3.7621e-05 | 3.8275e-05 | 3.7948e-05 | 0.017198 | 0.017236
0.017219 | 0.053809 | 4.4959e-05 | 0.017264 | 0.014275 | 3.7815e-05 | 3.8275e-05 | 3.8045e-05 | 0.017198 | 0.017236
0.017205 | 0.053853 | 4.5034e-05 | 0.01725 | 0.014266 | 3.7912e-05 | 3.8275e-05 | 3.8093e-05 | 0.017198 | 0.017236
0.017198 | 0.053876 | 4.5071e-05 | 0.017243 | 0.014261 | 3.7961e-05 | 3.8275e-05 | 3.8118e-05 | 0.017198 | 0.017236
0.017194 | 0.053887 | 4.509e-05 | 0.017239 | 0.014258 | 3.7986e-05 | 3.8275e-05 | 3.813e-05 | 0.017198 | 0.017236
0.017193 | 0.053893 | 4.51e-05 | 0.017238 | 0.014257 | 3.7998e-05 | 3.8275e-05 | 3.8136e-05 | 0.017198 | 0.017236
0.017192 | 0.053895 | 4.5104e-05 | 0.017237 | 0.014256 | 3.8004e-05 | 3.8275e-05 | 3.8139e-05 | 0.017198 | 0.017236
0.017191 | 0.053897 | 4.5107e-05 | 0.017236 | 0.014256 | 3.8007e-05 | 3.8275e-05 | 3.8141e-05 | 0.017198 | 0.017236
0.017191 | 0.053897 | 4.5108e-05 | 0.017236 | 0.014256 | 3.8009e-05 | 3.8275e-05 | 3.8142e-05 | 0.017198 | 0.017236
0.017191 | 0.053898 | 4.5108e-05 | 0.017236 | 0.014256 | 3.8009e-05 | 3.8275e-05 | 3.8142e-05 | 0.017198 | 0.017236
0.017191 | 0.053898 | 4.5109e-05 | 0.017236 | 0.014256 | 3.801e-05 | 3.8275e-05 | 3.8142e-05 | 0.017198 | 0.017236
0.017191 | 0.053898 | 4.5109e-05 | 0.017236 | 0.014256 | 3.801e-05 | 3.8275e-05 | 3.8142e-05 | 0.017198 | 0.017236
0.017191 | 0.053898 | 4.5109e-05 | 0.017236 | 0.014256 | 3.801e-05 | 3.8275e-05 | 3.8142e-05 | 0.017198 | 0.017236
0.017191 | 0.053898 | 4.5109e-05 | 0.017236 | 0.014256 | 3.801e-05 | 3.8275e-05 | 3.8142e-05 | 0.017198 | 0.017236
0.017191 | 0.053898 | 4.5109e-05 | 0.017236 | 0.014256 | 3.801e-05 | 3.8275e-05 | 3.8142e-05 | 0.017198 | 0.017236
0.017191 | 0.053898 | 4.5109e-05 | 0.017236 | 0.014256 | 3.801e-05 | 3.8275e-05 | 3.8142e-05 | 0.017198 | 0.017236
0.017191 | 0.053898 | 4.5109e-05 | 0.017236 | 0.014256 | 3.801e-05 | 3.8275e-05 | 3.8142e-05 | 0.017198 | 0.017236
0.017191 | 0.053898 | 4.5109e-05 | 0.017236 | 0.014256 | 3.801e-05 | 3.8275e-05 | 3.8142e-05 | 0.017198 | 0.017236
0.017191 | 0.053898 | 4.5109e-05 | 0.017236 | 0.014256 | 3.801e-05 | 3.8275e-05 | 3.8142e-05 | 0.017198 | 0.017236
Segment number | 42 | Length | 1 | feet
Est. water depth at upper end of segment | velocity | velocity head | total head | Hydraulic Radius | Friction slope | Friction slope | Friction head | Total head | Total head
y2 | V2 | hv2 | H2 | R2 | Sf2 | Sf1 | hf2 | H1 | H2*
(ft) | (ft/s) | (ft) | (ft) | (ft) | (ft/ft) | (ft/ft) | (ft) | (ft) | (ft)
0.046 | 0.020142 | 6.2999e-06 | 0.046006 | 0.02966 | 1.9991e-06 | 3.801e-05 | 2.0005e-05 | 0.017236 | 0.017256
0.031625 | 0.029298 | 1.3329e-05 | 0.031638 | 0.022937 | 5.9579e-06 | 3.801e-05 | 2.1984e-05 | 0.017236 | 0.017258
0.024435 | 0.03792 | 2.2327e-05 | 0.024457 | 0.018903 | 1.2916e-05 | 3.801e-05 | 2.5463e-05 | 0.017236 | 0.017261
0.020837 | 0.044467 | 3.0704e-05 | 0.020867 | 0.016676 | 2.0992e-05 | 3.801e-05 | 2.9501e-05 | 0.017236 | 0.017265
0.019036 | 0.048674 | 3.6789e-05 | 0.019072 | 0.015502 | 2.7723e-05 | 3.801e-05 | 3.2867e-05 | 0.017236 | 0.017269
0.018134 | 0.051095 | 4.0539e-05 | 0.018174 | 0.014898 | 3.221e-05 | 3.801e-05 | 3.511e-05 | 0.017236 | 0.017271
0.017682 | 0.0524 | 4.2637e-05 | 0.017725 | 0.014592 | 3.4828e-05 | 3.801e-05 | 3.6419e-05 | 0.017236 | 0.017272
0.017456 | 0.05308 | 4.3749e-05 | 0.0175 | 0.014438 | 3.6247e-05 | 3.801e-05 | 3.7128e-05 | 0.017236 | 0.017273
0.017343 | 0.053426 | 4.4323e-05 | 0.017387 | 0.01436 | 3.6987e-05 | 3.801e-05 | 3.7498e-05 | 0.017236 | 0.017273
0.017286 | 0.053602 | 4.4614e-05 | 0.01733 | 0.014321 | 3.7365e-05 | 3.801e-05 | 3.7688e-05 | 0.017236 | 0.017274
0.017257 | 0.05369 | 4.4761e-05 | 0.017302 | 0.014302 | 3.7556e-05 | 3.801e-05 | 3.7783e-05 | 0.017236 | 0.017274
0.017243 | 0.053734 | 4.4835e-05 | 0.017288 | 0.014292 | 3.7653e-05 | 3.801e-05 | 3.7831e-05 | 0.017236 | 0.017274
0.017236 | 0.053757 | 4.4872e-05 | 0.017281 | 0.014287 | 3.7701e-05 | 3.801e-05 | 3.7856e-05 | 0.017236 | 0.017274
0.017232 | 0.053768 | 4.4891e-05 | 0.017277 | 0.014284 | 3.7725e-05 | 3.801e-05 | 3.7868e-05 | 0.017236 | 0.017274
0.017231 | 0.053773 | 4.49e-05 | 0.017275 | 0.014283 | 3.7738e-05 | 3.801e-05 | 3.7874e-05 | 0.017236 | 0.017274
0.01723 | 0.053776 | 4.4905e-05 | 0.017275 | 0.014283 | 3.7744e-05 | 3.801e-05 | 3.7877e-05 | 0.017236 | 0.017274
0.017229 | 0.053778 | 4.4907e-05 | 0.017274 | 0.014282 | 3.7747e-05 | 3.801e-05 | 3.7878e-05 | 0.017236 | 0.017274
0.017229 | 0.053778 | 4.4909e-05 | 0.017274 | 0.014282 | 3.7748e-05 | 3.801e-05 | 3.7879e-05 | 0.017236 | 0.017274
0.017229 | 0.053779 | 4.4909e-05 | 0.017274 | 0.014282 | 3.7749e-05 | 3.801e-05 | 3.788e-05 | 0.017236 | 0.017274
0.017229 | 0.053779 | 4.4909e-05 | 0.017274 | 0.014282 | 3.7749e-05 | 3.801e-05 | 3.788e-05 | 0.017236 | 0.017274
0.017229 | 0.053779 | 4.491e-05 | 0.017274 | 0.014282 | 3.775e-05 | 3.801e-05 | 3.788e-05 | 0.017236 | 0.017274
0.017229 | 0.053779 | 4.491e-05 | 0.017274 | 0.014282 | 3.775e-05 | 3.801e-05 | 3.788e-05 | 0.017236 | 0.017274
0.017229 | 0.053779 | 4.491e-05 | 0.017274 | 0.014282 | 3.775e-05 | 3.801e-05 | 3.788e-05 | 0.017236 | 0.017274
0.017229 | 0.053779 | 4.491e-05 | 0.017274 | 0.014282 | 3.775e-05 | 3.801e-05 | 3.788e-05 | 0.017236 | 0.017274
0.017229 | 0.053779 | 4.491e-05 | 0.017274 | 0.014282 | 3.775e-05 | 3.801e-05 | 3.788e-05 | 0.017236 | 0.017274
0.017229 | 0.053779 | 4.491e-05 | 0.017274 | 0.014282 | 3.775e-05 | 3.801e-05 | 3.788e-05 | 0.017236 | 0.017274
0.017229 | 0.053779 | 4.491e-05 | 0.017274 | 0.014282 | 3.775e-05 | 3.801e-05 | 3.788e-05 | 0.017236 | 0.017274
0.017229 | 0.053779 | 4.491e-05 | 0.017274 | 0.014282 | 3.775e-05 | 3.801e-05 | 3.788e-05 | 0.017236 | 0.017274
Segment number | 43 | Length | 1 | feet
Est. water depth at upper end of segment | velocity | velocity head | total head | Hydraulic Radius | Friction slope | Friction slope | Friction head | Total head | Total head
y2 | V2 | hv2 | H2 | R2 | Sf2 | Sf1 | hf2 | H1 | H2*
(ft) | (ft/s) | (ft) | (ft) | (ft) | (ft/ft) | (ft/ft) | (ft) | (ft) | (ft)
0.046 | 0.020142 | 6.2999e-06 | 0.046006 | 0.02966 | 1.9991e-06 | 3.775e-05 | 1.9874e-05 | 0.017274 | 0.017294
0.031644 | 0.029281 | 1.3313e-05 | 0.031657 | 0.022947 | 5.9474e-06 | 3.775e-05 | 2.1849e-05 | 0.017274 | 0.017296
0.024463 | 0.037876 | 2.2276e-05 | 0.024485 | 0.01892 | 1.2871e-05 | 3.775e-05 | 2.531e-05 | 0.017274 | 0.017299
0.02087 | 0.044397 | 3.0606e-05 | 0.0209 | 0.016697 | 2.0891e-05 | 3.775e-05 | 2.932e-05 | 0.017274 | 0.017303
0.019071 | 0.048584 | 3.6652e-05 | 0.019108 | 0.015525 | 2.7565e-05 | 3.775e-05 | 3.2657e-05 | 0.017274 | 0.017306
0.01817 | 0.050992 | 4.0376e-05 | 0.018211 | 0.014923 | 3.2009e-05 | 3.775e-05 | 3.488e-05 | 0.017274 | 0.017309
0.017719 | 0.05229 | 4.2458e-05 | 0.017762 | 0.014617 | 3.4601e-05 | 3.775e-05 | 3.6176e-05 | 0.017274 | 0.01731
0.017493 | 0.052966 | 4.3562e-05 | 0.017537 | 0.014463 | 3.6006e-05 | 3.775e-05 | 3.6878e-05 | 0.017274 | 0.017311
0.01738 | 0.053311 | 4.4131e-05 | 0.017424 | 0.014386 | 3.6738e-05 | 3.775e-05 | 3.7244e-05 | 0.017274 | 0.017311
0.017324 | 0.053485 | 4.442e-05 | 0.017368 | 0.014347 | 3.7113e-05 | 3.775e-05 | 3.7431e-05 | 0.017274 | 0.017311
0.017295 | 0.053573 | 4.4566e-05 | 0.01734 | 0.014327 | 3.7302e-05 | 3.775e-05 | 3.7526e-05 | 0.017274 | 0.017311
0.017281 | 0.053617 | 4.4639e-05 | 0.017326 | 0.014318 | 3.7398e-05 | 3.775e-05 | 3.7574e-05 | 0.017274 | 0.017311
0.017274 | 0.053639 | 4.4676e-05 | 0.017318 | 0.014313 | 3.7446e-05 | 3.775e-05 | 3.7598e-05 | 0.017274 | 0.017311
0.01727 | 0.05365 | 4.4695e-05 | 0.017315 | 0.01431 | 3.747e-05 | 3.775e-05 | 3.761e-05 | 0.017274 | 0.017311
0.017268 | 0.053656 | 4.4704e-05 | 0.017313 | 0.014309 | 3.7482e-05 | 3.775e-05 | 3.7616e-05 | 0.017274 | 0.017311
0.017268 | 0.053658 | 4.4709e-05 | 0.017312 | 0.014309 | 3.7488e-05 | 3.775e-05 | 3.7619e-05 | 0.017274 | 0.017311
0.017267 | 0.05366 | 4.4711e-05 | 0.017312 | 0.014308 | 3.7491e-05 | 3.775e-05 | 3.762e-05 | 0.017274 | 0.017311
0.017267 | 0.053661 | 4.4712e-05 | 0.017312 | 0.014308 | 3.7492e-05 | 3.775e-05 | 3.7621e-05 | 0.017274 | 0.017311
0.017267 | 0.053661 | 4.4713e-05 | 0.017311 | 0.014308 | 3.7493e-05 | 3.775e-05 | 3.7621e-05 | 0.017274 | 0.017311
0.017267 | 0.053661 | 4.4713e-05 | 0.017311 | 0.014308 | 3.7493e-05 | 3.775e-05 | 3.7622e-05 | 0.017274 | 0.017311
0.017267 | 0.053661 | 4.4713e-05 | 0.017311 | 0.014308 | 3.7494e-05 | 3.775e-05 | 3.7622e-05 | 0.017274 | 0.017311
0.017267 | 0.053661 | 4.4713e-05 | 0.017311 | 0.014308 | 3.7494e-05 | 3.775e-05 | 3.7622e-05 | 0.017274 | 0.017311
0.017267 | 0.053661 | 4.4713e-05 | 0.017311 | 0.014308 | 3.7494e-05 | 3.775e-05 | 3.7622e-05 | 0.017274 | 0.017311
0.017267 | 0.053661 | 4.4713e-05 | 0.017311 | 0.014308 | 3.7494e-05 | 3.775e-05 | 3.7622e-05 | 0.017274 | 0.017311
0.017267 | 0.053661 | 4.4713e-05 | 0.017311 | 0.014308 | 3.7494e-05 | 3.775e-05 | 3.7622e-05 | 0.017274 | 0.017311
0.017267 | 0.053661 | 4.4713e-05 | 0.017311 | 0.014308 | 3.7494e-05 | 3.775e-05 | 3.7622e-05 | 0.017274 | 0.017311
0.017267 | 0.053661 | 4.4713e-05 | 0.017311 | 0.014308 | 3.7494e-05 | 3.775e-05 | 3.7622e-05 | 0.017274 | 0.017311
0.017267 | 0.053661 | 4.4713e-05 | 0.017311 | 0.014308 | 3.7494e-05 | 3.775e-05 | 3.7622e-05 | 0.017274 | 0.017311
Segment number | 44 | Length | 1 | feet
Est. water depth at upper end of segment | velocity | velocity head | total head | Hydraulic Radius | Friction slope | Friction slope | Friction head | Total head | Total head
y2 | V2 | hv2 | H2 | R2 | Sf2 | Sf1 | hf2 | H1 | H2*
(ft) | (ft/s) | (ft) | (ft) | (ft) | (ft/ft) | (ft/ft) | (ft) | (ft) | (ft)
0.046 | 0.020142 | 6.2999e-06 | 0.046006 | 0.02966 | 1.9991e-06 | 3.7494e-05 | 1.9746e-05 | 0.017311 | 0.017331
0.031662 | 0.029263 | 1.3297e-05 | 0.031676 | 0.022957 | 5.937e-06 | 3.7494e-05 | 2.1715e-05 | 0.017311 | 0.017333
0.024491 | 0.037832 | 2.2225e-05 | 0.024513 | 0.018937 | 1.2826e-05 | 3.7494e-05 | 2.516e-05 | 0.017311 | 0.017336
0.020903 | 0.044327 | 3.051e-05 | 0.020933 | 0.016718 | 2.079e-05 | 3.7494e-05 | 2.9142e-05 | 0.017311 | 0.01734
0.019106 | 0.048494 | 3.6517e-05 | 0.019143 | 0.015549 | 2.7408e-05 | 3.7494e-05 | 3.2451e-05 | 0.017311 | 0.017344
0.018207 | 0.05089 | 4.0215e-05 | 0.018247 | 0.014948 | 3.1812e-05 | 3.7494e-05 | 3.4653e-05 | 0.017311 | 0.017346
0.017756 | 0.052181 | 4.2281e-05 | 0.017799 | 0.014643 | 3.4379e-05 | 3.7494e-05 | 3.5936e-05 | 0.017311 | 0.017347
0.017531 | 0.052853 | 4.3377e-05 | 0.017574 | 0.014489 | 3.5769e-05 | 3.7494e-05 | 3.6631e-05 | 0.017311 | 0.017348
0.017418 | 0.053196 | 4.3941e-05 | 0.017462 | 0.014411 | 3.6494e-05 | 3.7494e-05 | 3.6994e-05 | 0.017311 | 0.017348
0.017361 | 0.05337 | 4.4228e-05 | 0.017405 | 0.014373 | 3.6865e-05 | 3.7494e-05 | 3.7179e-05 | 0.017311 | 0.017349
0.017333 | 0.053457 | 4.4373e-05 | 0.017377 | 0.014353 | 3.7052e-05 | 3.7494e-05 | 3.7273e-05 | 0.017311 | 0.017349
0.017318 | 0.053501 | 4.4446e-05 | 0.017363 | 0.014343 | 3.7147e-05 | 3.7494e-05 | 3.732e-05 | 0.017311 | 0.017349
0.017311 | 0.053523 | 4.4483e-05 | 0.017356 | 0.014339 | 3.7194e-05 | 3.7494e-05 | 3.7344e-05 | 0.017311 | 0.017349
0.017308 | 0.053534 | 4.4501e-05 | 0.017352 | 0.014336 | 3.7218e-05 | 3.7494e-05 | 3.7356e-05 | 0.017311 | 0.017349
0.017306 | 0.053539 | 4.451e-05 | 0.01735 | 0.014335 | 3.723e-05 | 3.7494e-05 | 3.7362e-05 | 0.017311 | 0.017349
0.017305 | 0.053542 | 4.4515e-05 | 0.01735 | 0.014334 | 3.7236e-05 | 3.7494e-05 | 3.7365e-05 | 0.017311 | 0.017349
0.017305 | 0.053543 | 4.4517e-05 | 0.017349 | 0.014334 | 3.7239e-05 | 3.7494e-05 | 3.7366e-05 | 0.017311 | 0.017349
0.017304 | 0.053544 | 4.4518e-05 | 0.017349 | 0.014334 | 3.724e-05 | 3.7494e-05 | 3.7367e-05 | 0.017311 | 0.017349
0.017304 | 0.053544 | 4.4519e-05 | 0.017349 | 0.014334 | 3.7241e-05 | 3.7494e-05 | 3.7367e-05 | 0.017311 | 0.017349
0.017304 | 0.053545 | 4.4519e-05 | 0.017349 | 0.014334 | 3.7241e-05 | 3.7494e-05 | 3.7368e-05 | 0.017311 | 0.017349
0.017304 | 0.053545 | 4.4519e-05 | 0.017349 | 0.014334 | 3.7241e-05 | 3.7494e-05 | 3.7368e-05 | 0.017311 | 0.017349
0.017304 | 0.053545 | 4.4519e-05 | 0.017349 | 0.014334 | 3.7242e-05 | 3.7494e-05 | 3.7368e-05 | 0.017311 | 0.017349
0.017304 | 0.053545 | 4.4519e-05 | 0.017349 | 0.014334 | 3.7242e-05 | 3.7494e-05 | 3.7368e-05 | 0.017311 | 0.017349
0.017304 | 0.053545 | 4.4519e-05 | 0.017349 | 0.014334 | 3.7242e-05 | 3.7494e-05 | 3.7368e-05 | 0.017311 | 0.017349
0.017304 | 0.053545 | 4.4519e-05 | 0.017349 | 0.014334 | 3.7242e-05 | 3.7494e-05 | 3.7368e-05 | 0.017311 | 0.017349
0.017304 | 0.053545 | 4.4519e-05 | 0.017349 | 0.014334 | 3.7242e-05 | 3.7494e-05 | 3.7368e-05 | 0.017311 | 0.017349
0.017304 | 0.053545 | 4.4519e-05 | 0.017349 | 0.014334 | 3.7242e-05 | 3.7494e-05 | 3.7368e-05 | 0.017311 | 0.017349
0.017304 | 0.053545 | 4.4519e-05 | 0.017349 | 0.014334 | 3.7242e-05 | 3.7494e-05 | 3.7368e-05 | 0.017311 | 0.017349
Segment number | 45 | Length | 1 | feet
Est. water depth at upper end of segment | velocity | velocity head | total head | Hydraulic Radius | Friction slope | Friction slope | Friction head | Total head | Total head
y2 | V2 | hv2 | H2 | R2 | Sf2 | Sf1 | hf2 | H1 | H2*
(ft) | (ft/s) | (ft) | (ft) | (ft) | (ft/ft) | (ft/ft) | (ft) | (ft) | (ft)
0.046 | 0.020142 | 6.2999e-06 | 0.046006 | 0.02966 | 1.9991e-06 | 3.7242e-05 | 1.962e-05 | 0.017349 | 0.017368
0.031681 | 0.029246 | 1.3282e-05 | 0.031694 | 0.022967 | 5.9266e-06 | 3.7242e-05 | 2.1584e-05 | 0.017349 | 0.01737
0.024519 | 0.037789 | 2.2174e-05 | 0.024541 | 0.018953 | 1.2782e-05 | 3.7242e-05 | 2.5012e-05 | 0.017349 | 0.017374
0.020935 | 0.044258 | 3.0415e-05 | 0.020966 | 0.016739 | 2.0691e-05 | 3.7242e-05 | 2.8966e-05 | 0.017349 | 0.017378
0.019141 | 0.048406 | 3.6384e-05 | 0.019178 | 0.015572 | 2.7254e-05 | 3.7242e-05 | 3.2248e-05 | 0.017349 | 0.017381
0.018243 | 0.05079 | 4.0056e-05 | 0.018283 | 0.014972 | 3.1617e-05 | 3.7242e-05 | 3.443e-05 | 0.017349 | 0.017383
0.017793 | 0.052074 | 4.2107e-05 | 0.017835 | 0.014667 | 3.4159e-05 | 3.7242e-05 | 3.57e-05 | 0.017349 | 0.017384
0.017568 | 0.052742 | 4.3194e-05 | 0.017611 | 0.014514 | 3.5536e-05 | 3.7242e-05 | 3.6389e-05 | 0.017349 | 0.017385
0.017455 | 0.053083 | 4.3754e-05 | 0.017499 | 0.014437 | 3.6254e-05 | 3.7242e-05 | 3.6748e-05 | 0.017349 | 0.017385
0.017398 | 0.053255 | 4.4039e-05 | 0.017442 | 0.014398 | 3.662e-05 | 3.7242e-05 | 3.6931e-05 | 0.017349 | 0.017386
0.01737 | 0.053342 | 4.4183e-05 | 0.017414 | 0.014379 | 3.6806e-05 | 3.7242e-05 | 3.7024e-05 | 0.017349 | 0.017386
0.017356 | 0.053386 | 4.4255e-05 | 0.0174 | 0.014369 | 3.6899e-05 | 3.7242e-05 | 3.7071e-05 | 0.017349 | 0.017386
0.017349 | 0.053408 | 4.4292e-05 | 0.017393 | 0.014364 | 3.6946e-05 | 3.7242e-05 | 3.7094e-05 | 0.017349 | 0.017386
0.017345 | 0.053419 | 4.431e-05 | 0.017389 | 0.014362 | 3.697e-05 | 3.7242e-05 | 3.7106e-05 | 0.017349 | 0.017386
0.017343 | 0.053424 | 4.4319e-05 | 0.017388 | 0.014361 | 3.6982e-05 | 3.7242e-05 | 3.7112e-05 | 0.017349 | 0.017386
0.017342 | 0.053427 | 4.4323e-05 | 0.017387 | 0.01436 | 3.6988e-05 | 3.7242e-05 | 3.7115e-05 | 0.017349 | 0.017386
0.017342 | 0.053428 | 4.4326e-05 | 0.017386 | 0.01436 | 3.6991e-05 | 3.7242e-05 | 3.7116e-05 | 0.017349 | 0.017386
0.017342 | 0.053429 | 4.4327e-05 | 0.017386 | 0.014359 | 3.6992e-05 | 3.7242e-05 | 3.7117e-05 | 0.017349 | 0.017386
0.017342 | 0.053429 | 4.4327e-05 | 0.017386 | 0.014359 | 3.6993e-05 | 3.7242e-05 | 3.7117e-05 | 0.017349 | 0.017386
0.017342 | 0.053429 | 4.4328e-05 | 0.017386 | 0.014359 | 3.6993e-05 | 3.7242e-05 | 3.7117e-05 | 0.017349 | 0.017386
0.017342 | 0.05343 | 4.4328e-05 | 0.017386 | 0.014359 | 3.6993e-05 | 3.7242e-05 | 3.7118e-05 | 0.017349 | 0.017386
0.017341 | 0.05343 | 4.4328e-05 | 0.017386 | 0.014359 | 3.6993e-05 | 3.7242e-05 | 3.7118e-05 | 0.017349 | 0.017386
0.017341 | 0.05343 | 4.4328e-05 | 0.017386 | 0.014359 | 3.6993e-05 | 3.7242e-05 | 3.7118e-05 | 0.017349 | 0.017386
0.017341 | 0.05343 | 4.4328e-05 | 0.017386 | 0.014359 | 3.6994e-05 | 3.7242e-05 | 3.7118e-05 | 0.017349 | 0.017386
0.017341 | 0.05343 | 4.4328e-05 | 0.017386 | 0.014359 | 3.6994e-05 | 3.7242e-05 | 3.7118e-05 | 0.017349 | 0.017386
0.017341 | 0.05343 | 4.4328e-05 | 0.017386 | 0.014359 | 3.6994e-05 | 3.7242e-05 | 3.7118e-05 | 0.017349 | 0.017386
0.017341 | 0.05343 | 4.4328e-05 | 0.017386 | 0.014359 | 3.6994e-05 | 3.7242e-05 | 3.7118e-05 | 0.017349 | 0.017386
0.017341 | 0.05343 | 4.4328e-05 | 0.017386 | 0.014359 | 3.6994e-05 | 3.7242e-05 | 3.7118e-05 | 0.017349 | 0.017386
Segment number | 46 | Length | 1 | feet
Est. water depth at upper end of segment | velocity | velocity head | total head | Hydraulic Radius | Friction slope | Friction slope | Friction head | Total head | Total head
y2 | V2 | hv2 | H2 | R2 | Sf2 | Sf1 | hf2 | H1 | H2*
(ft) | (ft/s) | (ft) | (ft) | (ft) | (ft/ft) | (ft/ft) | (ft) | (ft) | (ft)
0.046 | 0.020142 | 6.2999e-06 | 0.046006 | 0.02966 | 1.9991e-06 | 3.6994e-05 | 1.9496e-05 | 0.017386 | 0.017405
0.0317 | 0.029229 | 1.3266e-05 | 0.031713 | 0.022977 | 5.9164e-06 | 3.6994e-05 | 2.1455e-05 | 0.017386 | 0.017407
0.024547 | 0.037746 | 2.2124e-05 | 0.024569 | 0.01897 | 1.2738e-05 | 3.6994e-05 | 2.4866e-05 | 0.017386 | 0.017411
0.020968 | 0.044189 | 3.0322e-05 | 0.020998 | 0.016759 | 2.0593e-05 | 3.6994e-05 | 2.8793e-05 | 0.017386 | 0.017415
0.019176 | 0.048318 | 3.6252e-05 | 0.019212 | 0.015595 | 2.7102e-05 | 3.6994e-05 | 3.2048e-05 | 0.017386 | 0.017418
0.018279 | 0.05069 | 3.9898e-05 | 0.018319 | 0.014996 | 3.1426e-05 | 3.6994e-05 | 3.421e-05 | 0.017386 | 0.01742
0.017829 | 0.051967 | 4.1935e-05 | 0.017871 | 0.014692 | 3.3943e-05 | 3.6994e-05 | 3.5468e-05 | 0.017386 | 0.017421
0.017604 | 0.052632 | 4.3014e-05 | 0.017647 | 0.014539 | 3.5306e-05 | 3.6994e-05 | 3.615e-05 | 0.017386 | 0.017422
0.017492 | 0.052971 | 4.357e-05 | 0.017535 | 0.014462 | 3.6017e-05 | 3.6994e-05 | 3.6505e-05 | 0.017386 | 0.017422
0.017435 | 0.053142 | 4.3853e-05 | 0.017479 | 0.014424 | 3.638e-05 | 3.6994e-05 | 3.6687e-05 | 0.017386 | 0.017422
0.017407 | 0.053229 | 4.3995e-05 | 0.017451 | 0.014404 | 3.6564e-05 | 3.6994e-05 | 3.6779e-05 | 0.017386 | 0.017423
0.017393 | 0.053272 | 4.4067e-05 | 0.017437 | 0.014394 | 3.6656e-05 | 3.6994e-05 | 3.6825e-05 | 0.017386 | 0.017423
0.017386 | 0.053294 | 4.4103e-05 | 0.01743 | 0.01439 | 3.6703e-05 | 3.6994e-05 | 3.6848e-05 | 0.017386 | 0.017423
0.017382 | 0.053305 | 4.4121e-05 | 0.017426 | 0.014387 | 3.6726e-05 | 3.6994e-05 | 3.686e-05 | 0.017386 | 0.017423
0.01738 | 0.05331 | 4.413e-05 | 0.017424 | 0.014386 | 3.6738e-05 | 3.6994e-05 | 3.6866e-05 | 0.017386 | 0.017423
0.017379 | 0.053313 | 4.4135e-05 | 0.017424 | 0.014385 | 3.6743e-05 | 3.6994e-05 | 3.6868e-05 | 0.017386 | 0.017423
0.017379 | 0.053314 | 4.4137e-05 | 0.017423 | 0.014385 | 3.6746e-05 | 3.6994e-05 | 3.687e-05 | 0.017386 | 0.017423
0.017379 | 0.053315 | 4.4138e-05 | 0.017423 | 0.014385 | 3.6748e-05 | 3.6994e-05 | 3.6871e-05 | 0.017386 | 0.017423
0.017379 | 0.053315 | 4.4139e-05 | 0.017423 | 0.014385 | 3.6749e-05 | 3.6994e-05 | 3.6871e-05 | 0.017386 | 0.017423
0.017379 | 0.053315 | 4.4139e-05 | 0.017423 | 0.014385 | 3.6749e-05 | 3.6994e-05 | 3.6871e-05 | 0.017386 | 0.017423
0.017379 | 0.053316 | 4.4139e-05 | 0.017423 | 0.014385 | 3.6749e-05 | 3.6994e-05 | 3.6871e-05 | 0.017386 | 0.017423
0.017379 | 0.053316 | 4.4139e-05 | 0.017423 | 0.014385 | 3.6749e-05 | 3.6994e-05 | 3.6871e-05 | 0.017386 | 0.017423
0.017379 | 0.053316 | 4.4139e-05 | 0.017423 | 0.014385 | 3.6749e-05 | 3.6994e-05 | 3.6871e-05 | 0.017386 | 0.017423
0.017379 | 0.053316 | 4.4139e-05 | 0.017423 | 0.014385 | 3.6749e-05 | 3.6994e-05 | 3.6871e-05 | 0.017386 | 0.017423
0.017379 | 0.053316 | 4.4139e-05 | 0.017423 | 0.014385 | 3.6749e-05 | 3.6994e-05 | 3.6871e-05 | 0.017386 | 0.017423
0.017379 | 0.053316 | 4.4139e-05 | 0.017423 | 0.014385 | 3.6749e-05 | 3.6994e-05 | 3.6871e-05 | 0.017386 | 0.017423
0.017379 | 0.053316 | 4.4139e-05 | 0.017423 | 0.014385 | 3.6749e-05 | 3.6994e-05 | 3.6871e-05 | 0.017386 | 0.017423
0.017379 | 0.053316 | 4.4139e-05 | 0.017423 | 0.014385 | 3.6749e-05 | 3.6994e-05 | 3.6871e-05 | 0.017386 | 0.017423
Segment number | 47 | Length | 1 | feet
Est. water depth at upper end of segment | velocity | velocity head | total head | Hydraulic Radius | Friction slope | Friction slope | Friction head | Total head | Total head
y2 | V2 | hv2 | H2 | R2 | Sf2 | Sf1 | hf2 | H1 | H2*
(ft) | (ft/s) | (ft) | (ft) | (ft) | (ft/ft) | (ft/ft) | (ft) | (ft) | (ft)
0.046 | 0.020142 | 6.2999e-06 | 0.046006 | 0.02966 | 1.9991e-06 | 3.6749e-05 | 1.9374e-05 | 0.017423 | 0.017442
0.031718 | 0.029212 | 1.3251e-05 | 0.031731 | 0.022986 | 5.9062e-06 | 3.6749e-05 | 2.1328e-05 | 0.017423 | 0.017444
0.024574 | 0.037704 | 2.2074e-05 | 0.024596 | 0.018987 | 1.2695e-05 | 3.6749e-05 | 2.4722e-05 | 0.017423 | 0.017447
0.021 | 0.044122 | 3.0229e-05 | 0.02103 | 0.01678 | 2.0497e-05 | 3.6749e-05 | 2.8623e-05 | 0.017423 | 0.017451
0.01921 | 0.048231 | 3.6122e-05 | 0.019247 | 0.015617 | 2.6953e-05 | 3.6749e-05 | 3.1851e-05 | 0.017423 | 0.017455
0.018314 | 0.050591 | 3.9743e-05 | 0.018354 | 0.01502 | 3.1237e-05 | 3.6749e-05 | 3.3993e-05 | 0.017423 | 0.017457
0.017866 | 0.051862 | 4.1765e-05 | 0.017907 | 0.014717 | 3.373e-05 | 3.6749e-05 | 3.524e-05 | 0.017423 | 0.017458
0.017641 | 0.052523 | 4.2836e-05 | 0.017684 | 0.014564 | 3.508e-05 | 3.6749e-05 | 3.5915e-05 | 0.017423 | 0.017459
0.017528 | 0.05286 | 4.3388e-05 | 0.017572 | 0.014487 | 3.5784e-05 | 3.6749e-05 | 3.6266e-05 | 0.017423 | 0.017459
0.017472 | 0.053031 | 4.3668e-05 | 0.017516 | 0.014449 | 3.6143e-05 | 3.6749e-05 | 3.6446e-05 | 0.017423 | 0.017459
0.017444 | 0.053117 | 4.381e-05 | 0.017488 | 0.014429 | 3.6325e-05 | 3.6749e-05 | 3.6537e-05 | 0.017423 | 0.017459
0.01743 | 0.05316 | 4.3881e-05 | 0.017473 | 0.01442 | 3.6417e-05 | 3.6749e-05 | 3.6583e-05 | 0.017423 | 0.017459
0.017422 | 0.053181 | 4.3917e-05 | 0.017466 | 0.014415 | 3.6462e-05 | 3.6749e-05 | 3.6606e-05 | 0.017423 | 0.017459
0.017419 | 0.053192 | 4.3935e-05 | 0.017463 | 0.014412 | 3.6486e-05 | 3.6749e-05 | 3.6617e-05 | 0.017423 | 0.017459
0.017417 | 0.053198 | 4.3944e-05 | 0.017461 | 0.014411 | 3.6497e-05 | 3.6749e-05 | 3.6623e-05 | 0.017423 | 0.017459
0.017416 | 0.0532 | 4.3948e-05 | 0.01746 | 0.014411 | 3.6503e-05 | 3.6749e-05 | 3.6626e-05 | 0.017423 | 0.017459
0.017416 | 0.053202 | 4.395e-05 | 0.01746 | 0.01441 | 3.6506e-05 | 3.6749e-05 | 3.6628e-05 | 0.017423 | 0.017459
0.017416 | 0.053202 | 4.3952e-05 | 0.01746 | 0.01441 | 3.6507e-05 | 3.6749e-05 | 3.6628e-05 | 0.017423 | 0.017459
0.017415 | 0.053203 | 4.3952e-05 | 0.017459 | 0.01441 | 3.6508e-05 | 3.6749e-05 | 3.6629e-05 | 0.017423 | 0.017459
0.017415 | 0.053203 | 4.3952e-05 | 0.017459 | 0.01441 | 3.6508e-05 | 3.6749e-05 | 3.6629e-05 | 0.017423 | 0.017459
0.017415 | 0.053203 | 4.3953e-05 | 0.017459 | 0.01441 | 3.6509e-05 | 3.6749e-05 | 3.6629e-05 | 0.017423 | 0.017459
0.017415 | 0.053203 | 4.3953e-05 | 0.017459 | 0.01441 | 3.6509e-05 | 3.6749e-05 | 3.6629e-05 | 0.017423 | 0.017459
0.017415 | 0.053203 | 4.3953e-05 | 0.017459 | 0.01441 | 3.6509e-05 | 3.6749e-05 | 3.6629e-05 | 0.017423 | 0.017459
0.017415 | 0.053203 | 4.3953e-05 | 0.017459 | 0.01441 | 3.6509e-05 | 3.6749e-05 | 3.6629e-05 | 0.017423 | 0.017459
0.017415 | 0.053203 | 4.3953e-05 | 0.017459 | 0.01441 | 3.6509e-05 | 3.6749e-05 | 3.6629e-05 | 0.017423 | 0.017459
0.017415 | 0.053203 | 4.3953e-05 | 0.017459 | 0.01441 | 3.6509e-05 | 3.6749e-05 | 3.6629e-05 | 0.017423 | 0.017459
0.017415 | 0.053203 | 4.3953e-05 | 0.017459 | 0.01441 | 3.6509e-05 | 3.6749e-05 | 3.6629e-05 | 0.017423 | 0.017459
0.017415 | 0.053203 | 4.3953e-05 | 0.017459 | 0.01441 | 3.6509e-05 | 3.6749e-05 | 3.6629e-05 | 0.017423 | 0.017459
Segment number | 48 | Length | 1 | feet
Est. water depth at upper end of segment | velocity | velocity head | total head | Hydraulic Radius | Friction slope | Friction slope | Friction head | Total head | Total head
y2 | V2 | hv2 | H2 | R2 | Sf2 | Sf1 | hf2 | H1 | H2*
(ft) | (ft/s) | (ft) | (ft) | (ft) | (ft/ft) | (ft/ft) | (ft) | (ft) | (ft)
0.046 | 0.020142 | 6.2999e-06 | 0.046006 | 0.02966 | 1.9991e-06 | 3.6509e-05 | 1.9254e-05 | 0.017459 | 0.017479
0.031736 | 0.029195 | 1.3236e-05 | 0.031749 | 0.022996 | 5.8961e-06 | 3.6509e-05 | 2.1202e-05 | 0.017459 | 0.017481
0.024602 | 0.037662 | 2.2025e-05 | 0.024624 | 0.019003 | 1.2652e-05 | 3.6509e-05 | 2.458e-05 | 0.017459 | 0.017484
0.021032 | 0.044055 | 3.0137e-05 | 0.021062 | 0.0168 | 2.0401e-05 | 3.6509e-05 | 2.8455e-05 | 0.017459 | 0.017488
0.019245 | 0.048146 | 3.5994e-05 | 0.019281 | 0.01564 | 2.6805e-05 | 3.6509e-05 | 3.1657e-05 | 0.017459 | 0.017491
0.01835 | 0.050494 | 3.959e-05 | 0.018389 | 0.015044 | 3.1051e-05 | 3.6509e-05 | 3.378e-05 | 0.017459 | 0.017493
0.017902 | 0.051758 | 4.1597e-05 | 0.017943 | 0.014741 | 3.3521e-05 | 3.6509e-05 | 3.5015e-05 | 0.017459 | 0.017494
0.017677 | 0.052415 | 4.266e-05 | 0.01772 | 0.014589 | 3.4857e-05 | 3.6509e-05 | 3.5683e-05 | 0.017459 | 0.017495
0.017565 | 0.05275 | 4.3208e-05 | 0.017608 | 0.014512 | 3.5554e-05 | 3.6509e-05 | 3.6031e-05 | 0.017459 | 0.017495
0.017508 | 0.05292 | 4.3487e-05 | 0.017552 | 0.014474 | 3.591e-05 | 3.6509e-05 | 3.6209e-05 | 0.017459 | 0.017496
0.01748 | 0.053005 | 4.3627e-05 | 0.017524 | 0.014454 | 3.609e-05 | 3.6509e-05 | 3.6299e-05 | 0.017459 | 0.017496
0.017466 | 0.053048 | 4.3698e-05 | 0.01751 | 0.014445 | 3.6181e-05 | 3.6509e-05 | 3.6345e-05 | 0.017459 | 0.017496
0.017459 | 0.05307 | 4.3733e-05 | 0.017503 | 0.01444 | 3.6226e-05 | 3.6509e-05 | 3.6367e-05 | 0.017459 | 0.017496
0.017455 | 0.053081 | 4.3751e-05 | 0.017499 | 0.014437 | 3.6249e-05 | 3.6509e-05 | 3.6379e-05 | 0.017459 | 0.017496
0.017454 | 0.053086 | 4.376e-05 | 0.017497 | 0.014436 | 3.626e-05 | 3.6509e-05 | 3.6385e-05 | 0.017459 | 0.017496
0.017453 | 0.053089 | 4.3764e-05 | 0.017497 | 0.014436 | 3.6266e-05 | 3.6509e-05 | 3.6387e-05 | 0.017459 | 0.017496
0.017452 | 0.05309 | 4.3766e-05 | 0.017496 | 0.014435 | 3.6269e-05 | 3.6509e-05 | 3.6389e-05 | 0.017459 | 0.017496
0.017452 | 0.053091 | 4.3768e-05 | 0.017496 | 0.014435 | 3.627e-05 | 3.6509e-05 | 3.639e-05 | 0.017459 | 0.017496
0.017452 | 0.053091 | 4.3768e-05 | 0.017496 | 0.014435 | 3.6271e-05 | 3.6509e-05 | 3.639e-05 | 0.017459 | 0.017496
0.017452 | 0.053091 | 4.3768e-05 | 0.017496 | 0.014435 | 3.6271e-05 | 3.6509e-05 | 3.639e-05 | 0.017459 | 0.017496
0.017452 | 0.053091 | 4.3769e-05 | 0.017496 | 0.014435 | 3.6272e-05 | 3.6509e-05 | 3.639e-05 | 0.017459 | 0.017496
0.017452 | 0.053091 | 4.3769e-05 | 0.017496 | 0.014435 | 3.6272e-05 | 3.6509e-05 | 3.639e-05 | 0.017459 | 0.017496
0.017452 | 0.053091 | 4.3769e-05 | 0.017496 | 0.014435 | 3.6272e-05 | 3.6509e-05 | 3.639e-05 | 0.017459 | 0.017496
0.017452 | 0.053091 | 4.3769e-05 | 0.017496 | 0.014435 | 3.6272e-05 | 3.6509e-05 | 3.639e-05 | 0.017459 | 0.017496
0.017452 | 0.053091 | 4.3769e-05 | 0.017496 | 0.014435 | 3.6272e-05 | 3.6509e-05 | 3.639e-05 | 0.017459 | 0.017496
0.017452 | 0.053091 | 4.3769e-05 | 0.017496 | 0.014435 | 3.6272e-05 | 3.6509e-05 | 3.639e-05 | 0.017459 | 0.017496
0.017452 | 0.053091 | 4.3769e-05 | 0.017496 | 0.014435 | 3.6272e-05 | 3.6509e-05 | 3.639e-05 | 0.017459 | 0.017496
0.017452 | 0.053091 | 4.3769e-05 | 0.017496 | 0.014435 | 3.6272e-05 | 3.6509e-05 | 3.639e-05 | 0.017459 | 0.017496
Segment number | 49 | Length | 1 | feet
Est. water depth at upper end of segment | velocity | velocity head | total head | Hydraulic Radius | Friction slope | Friction slope | Friction head | Total head | Total head
y2 | V2 | hv2 | H2 | R2 | Sf2 | Sf1 | hf2 | H1 | H2*
(ft) | (ft/s) | (ft) | (ft) | (ft) | (ft/ft) | (ft/ft) | (ft) | (ft) | (ft)
0.046 | 0.020142 | 6.2999e-06 | 0.046006 | 0.02966 | 1.9991e-06 | 3.6272e-05 | 1.9135e-05 | 0.017496 | 0.017515
0.031754 | 0.029179 | 1.322e-05 | 0.031767 | 0.023005 | 5.8862e-06 | 3.6272e-05 | 2.1079e-05 | 0.017496 | 0.017517
0.024629 | 0.03762 | 2.1977e-05 | 0.024651 | 0.019019 | 1.261e-05 | 3.6272e-05 | 2.4441e-05 | 0.017496 | 0.01752
0.021064 | 0.043988 | 3.0046e-05 | 0.021094 | 0.01682 | 2.0307e-05 | 3.6272e-05 | 2.829e-05 | 0.017496 | 0.017524
0.019279 | 0.048061 | 3.5867e-05 | 0.019315 | 0.015663 | 2.6659e-05 | 3.6272e-05 | 3.1466e-05 | 0.017496 | 0.017527
0.018385 | 0.050397 | 3.9439e-05 | 0.018424 | 0.015067 | 3.0867e-05 | 3.6272e-05 | 3.357e-05 | 0.017496 | 0.017529
0.017937 | 0.051654 | 4.1431e-05 | 0.017979 | 0.014766 | 3.3314e-05 | 3.6272e-05 | 3.4793e-05 | 0.017496 | 0.01753
0.017713 | 0.052308 | 4.2487e-05 | 0.017756 | 0.014613 | 3.4638e-05 | 3.6272e-05 | 3.5455e-05 | 0.017496 | 0.017531
0.017601 | 0.052642 | 4.3031e-05 | 0.017644 | 0.014537 | 3.5328e-05 | 3.6272e-05 | 3.58e-05 | 0.017496 | 0.017532
0.017545 | 0.052811 | 4.3307e-05 | 0.017588 | 0.014498 | 3.568e-05 | 3.6272e-05 | 3.5976e-05 | 0.017496 | 0.017532
0.017517 | 0.052896 | 4.3446e-05 | 0.01756 | 0.014479 | 3.5858e-05 | 3.6272e-05 | 3.6065e-05 | 0.017496 | 0.017532
0.017502 | 0.052938 | 4.3516e-05 | 0.017546 | 0.014469 | 3.5948e-05 | 3.6272e-05 | 3.611e-05 | 0.017496 | 0.017532
0.017495 | 0.05296 | 4.3552e-05 | 0.017539 | 0.014465 | 3.5993e-05 | 3.6272e-05 | 3.6133e-05 | 0.017496 | 0.017532
0.017492 | 0.05297 | 4.3569e-05 | 0.017535 | 0.014462 | 3.6016e-05 | 3.6272e-05 | 3.6144e-05 | 0.017496 | 0.017532
0.01749 | 0.052976 | 4.3578e-05 | 0.017534 | 0.014461 | 3.6027e-05 | 3.6272e-05 | 3.6149e-05 | 0.017496 | 0.017532
0.017489 | 0.052978 | 4.3583e-05 | 0.017533 | 0.01446 | 3.6033e-05 | 3.6272e-05 | 3.6152e-05 | 0.017496 | 0.017532
0.017489 | 0.05298 | 4.3585e-05 | 0.017532 | 0.01446 | 3.6036e-05 | 3.6272e-05 | 3.6154e-05 | 0.017496 | 0.017532
0.017488 | 0.05298 | 4.3586e-05 | 0.017532 | 0.01446 | 3.6037e-05 | 3.6272e-05 | 3.6154e-05 | 0.017496 | 0.017532
0.017488 | 0.052981 | 4.3586e-05 | 0.017532 | 0.01446 | 3.6038e-05 | 3.6272e-05 | 3.6155e-05 | 0.017496 | 0.017532
0.017488 | 0.052981 | 4.3587e-05 | 0.017532 | 0.01446 | 3.6038e-05 | 3.6272e-05 | 3.6155e-05 | 0.017496 | 0.017532
0.017488 | 0.052981 | 4.3587e-05 | 0.017532 | 0.01446 | 3.6038e-05 | 3.6272e-05 | 3.6155e-05 | 0.017496 | 0.017532
0.017488 | 0.052981 | 4.3587e-05 | 0.017532 | 0.01446 | 3.6038e-05 | 3.6272e-05 | 3.6155e-05 | 0.017496 | 0.017532
0.017488 | 0.052981 | 4.3587e-05 | 0.017532 | 0.01446 | 3.6038e-05 | 3.6272e-05 | 3.6155e-05 | 0.017496 | 0.017532
0.017488 | 0.052981 | 4.3587e-05 | 0.017532 | 0.01446 | 3.6039e-05 | 3.6272e-05 | 3.6155e-05 | 0.017496 | 0.017532
0.017488 | 0.052981 | 4.3587e-05 | 0.017532 | 0.01446 | 3.6039e-05 | 3.6272e-05 | 3.6155e-05 | 0.017496 | 0.017532
0.017488 | 0.052981 | 4.3587e-05 | 0.017532 | 0.01446 | 3.6039e-05 | 3.6272e-05 | 3.6155e-05 | 0.017496 | 0.017532
0.017488 | 0.052981 | 4.3587e-05 | 0.017532 | 0.01446 | 3.6039e-05 | 3.6272e-05 | 3.6155e-05 | 0.017496 | 0.017532
0.017488 | 0.052981 | 4.3587e-05 | 0.017532 | 0.01446 | 3.6039e-05 | 3.6272e-05 | 3.6155e-05 | 0.017496 | 0.017532
Segment number | 50 | Length | 1 | feet
Est. water depth at upper end of segment | velocity | velocity head | total head | Hydraulic Radius | Friction slope | Friction slope | Friction head | Total head | Total head
y2 | V2 | hv2 | H2 | R2 | Sf2 | Sf1 | hf2 | H1 | H2*
(ft) | (ft/s) | (ft) | (ft) | (ft) | (ft/ft) | (ft/ft) | (ft) | (ft) | (ft)
0.046 | 0.020142 | 6.2999e-06 | 0.046006 | 0.02966 | 1.9991e-06 | 3.6039e-05 | 1.9019e-05 | 0.017532 | 0.017551
0.031772 | 0.029162 | 1.3205e-05 | 0.031785 | 0.023015 | 5.8763e-06 | 3.6039e-05 | 2.0957e-05 | 0.017532 | 0.017553
0.024656 | 0.037579 | 2.1928e-05 | 0.024678 | 0.019035 | 1.2568e-05 | 3.6039e-05 | 2.4303e-05 | 0.017532 | 0.017556
0.021095 | 0.043922 | 2.9956e-05 | 0.021125 | 0.016841 | 2.0214e-05 | 3.6039e-05 | 2.8126e-05 | 0.017532 | 0.01756
0.019313 | 0.047976 | 3.5741e-05 | 0.019348 | 0.015685 | 2.6516e-05 | 3.6039e-05 | 3.1277e-05 | 0.017532 | 0.017563
0.01842 | 0.050301 | 3.9289e-05 | 0.018459 | 0.015091 | 3.0687e-05 | 3.6039e-05 | 3.3363e-05 | 0.017532 | 0.017565
0.017973 | 0.051552 | 4.1268e-05 | 0.018014 | 0.01479 | 3.3111e-05 | 3.6039e-05 | 3.4575e-05 | 0.017532 | 0.017566
0.017749 | 0.052203 | 4.2316e-05 | 0.017791 | 0.014638 | 3.4422e-05 | 3.6039e-05 | 3.523e-05 | 0.017532 | 0.017567
0.017637 | 0.052535 | 4.2855e-05 | 0.01768 | 0.014561 | 3.5105e-05 | 3.6039e-05 | 3.5572e-05 | 0.017532 | 0.017567
0.017581 | 0.052702 | 4.313e-05 | 0.017624 | 0.014523 | 3.5454e-05 | 3.6039e-05 | 3.5746e-05 | 0.017532 | 0.017568
0.017553 | 0.052787 | 4.3268e-05 | 0.017596 | 0.014504 | 3.563e-05 | 3.6039e-05 | 3.5834e-05 | 0.017532 | 0.017568
0.017539 | 0.052829 | 4.3338e-05 | 0.017582 | 0.014494 | 3.5719e-05 | 3.6039e-05 | 3.5879e-05 | 0.017532 | 0.017568
0.017531 | 0.052851 | 4.3373e-05 | 0.017575 | 0.014489 | 3.5764e-05 | 3.6039e-05 | 3.5901e-05 | 0.017532 | 0.017568
0.017528 | 0.052861 | 4.339e-05 | 0.017571 | 0.014487 | 3.5786e-05 | 3.6039e-05 | 3.5912e-05 | 0.017532 | 0.017568
0.017526 | 0.052867 | 4.3399e-05 | 0.01757 | 0.014486 | 3.5797e-05 | 3.6039e-05 | 3.5918e-05 | 0.017532 | 0.017568
0.017525 | 0.052869 | 4.3403e-05 | 0.017569 | 0.014485 | 3.5803e-05 | 3.6039e-05 | 3.5921e-05 | 0.017532 | 0.017568
0.017525 | 0.052871 | 4.3405e-05 | 0.017568 | 0.014485 | 3.5806e-05 | 3.6039e-05 | 3.5922e-05 | 0.017532 | 0.017568
0.017525 | 0.052871 | 4.3406e-05 | 0.017568 | 0.014485 | 3.5807e-05 | 3.6039e-05 | 3.5923e-05 | 0.017532 | 0.017568
0.017524 | 0.052872 | 4.3407e-05 | 0.017568 | 0.014485 | 3.5808e-05 | 3.6039e-05 | 3.5923e-05 | 0.017532 | 0.017568
0.017524 | 0.052872 | 4.3407e-05 | 0.017568 | 0.014485 | 3.5808e-05 | 3.6039e-05 | 3.5923e-05 | 0.017532 | 0.017568
0.017524 | 0.052872 | 4.3407e-05 | 0.017568 | 0.014484 | 3.5809e-05 | 3.6039e-05 | 3.5924e-05 | 0.017532 | 0.017568
0.017524 | 0.052872 | 4.3408e-05 | 0.017568 | 0.014484 | 3.5809e-05 | 3.6039e-05 | 3.5924e-05 | 0.017532 | 0.017568
0.017524 | 0.052872 | 4.3408e-05 | 0.017568 | 0.014484 | 3.5809e-05 | 3.6039e-05 | 3.5924e-05 | 0.017532 | 0.017568
0.017524 | 0.052872 | 4.3408e-05 | 0.017568 | 0.014484 | 3.5809e-05 | 3.6039e-05 | 3.5924e-05 | 0.017532 | 0.017568
0.017524 | 0.052872 | 4.3408e-05 | 0.017568 | 0.014484 | 3.5809e-05 | 3.6039e-05 | 3.5924e-05 | 0.017532 | 0.017568
0.017524 | 0.052872 | 4.3408e-05 | 0.017568 | 0.014484 | 3.5809e-05 | 3.6039e-05 | 3.5924e-05 | 0.017532 | 0.017568
0.017524 | 0.052872 | 4.3408e-05 | 0.017568 | 0.014484 | 3.5809e-05 | 3.6039e-05 | 3.5924e-05 | 0.017532 | 0.017568
0.017524 | 0.052872 | 4.3408e-05 | 0.017568 | 0.014484 | 3.5809e-05 | 3.6039e-05 | 3.5924e-05 | 0.017532 | 0.017568
Segment number | 51 | Length | 1 | feet
Est. water depth at upper end of segment | velocity | velocity head | total head | Hydraulic Radius | Friction slope | Friction slope | Friction head | Total head | Total head
y2 | V2 | hv2 | H2 | R2 | Sf2 | Sf1 | hf2 | H1 | H2*
(ft) | (ft/s) | (ft) | (ft) | (ft) | (ft/ft) | (ft/ft) | (ft) | (ft) | (ft)
0.046 | 0.020142 | 6.2999e-06 | 0.046006 | 0.02966 | 1.9991e-06 | 3.5809e-05 | 1.8904e-05 | 0.017568 | 0.017587
0.03179 | 0.029146 | 1.3191e-05 | 0.031803 | 0.023024 | 5.8664e-06 | 3.5809e-05 | 2.0838e-05 | 0.017568 | 0.017589
0.024683 | 0.037538 | 2.1881e-05 | 0.024705 | 0.019051 | 1.2527e-05 | 3.5809e-05 | 2.4168e-05 | 0.017568 | 0.017592
0.021126 | 0.043857 | 2.9867e-05 | 0.021156 | 0.016861 | 2.0123e-05 | 3.5809e-05 | 2.7966e-05 | 0.017568 | 0.017596
0.019346 | 0.047893 | 3.5617e-05 | 0.019382 | 0.015707 | 2.6374e-05 | 3.5809e-05 | 3.1091e-05 | 0.017568 | 0.017599
0.018455 | 0.050207 | 3.9141e-05 | 0.018494 | 0.015114 | 3.0509e-05 | 3.5809e-05 | 3.3159e-05 | 0.017568 | 0.017601
0.018008 | 0.051451 | 4.1106e-05 | 0.018049 | 0.014813 | 3.291e-05 | 3.5809e-05 | 3.4359e-05 | 0.017568 | 0.017602
0.017785 | 0.052098 | 4.2146e-05 | 0.017827 | 0.014662 | 3.4209e-05 | 3.5809e-05 | 3.5009e-05 | 0.017568 | 0.017603
0.017673 | 0.052428 | 4.2682e-05 | 0.017715 | 0.014586 | 3.4885e-05 | 3.5809e-05 | 3.5347e-05 | 0.017568 | 0.017603
0.017617 | 0.052595 | 4.2955e-05 | 0.017659 | 0.014547 | 3.5231e-05 | 3.5809e-05 | 3.552e-05 | 0.017568 | 0.017603
0.017588 | 0.052679 | 4.3092e-05 | 0.017632 | 0.014528 | 3.5406e-05 | 3.5809e-05 | 3.5607e-05 | 0.017568 | 0.017603
0.017574 | 0.052722 | 4.3161e-05 | 0.017618 | 0.014519 | 3.5494e-05 | 3.5809e-05 | 3.5651e-05 | 0.017568 | 0.017603
0.017567 | 0.052743 | 4.3196e-05 | 0.017611 | 0.014514 | 3.5538e-05 | 3.5809e-05 | 3.5673e-05 | 0.017568 | 0.017603
0.017564 | 0.052753 | 4.3213e-05 | 0.017607 | 0.014511 | 3.556e-05 | 3.5809e-05 | 3.5684e-05 | 0.017568 | 0.017603
0.017562 | 0.052759 | 4.3222e-05 | 0.017605 | 0.01451 | 3.5571e-05 | 3.5809e-05 | 3.569e-05 | 0.017568 | 0.017603
0.017561 | 0.052761 | 4.3226e-05 | 0.017604 | 0.01451 | 3.5577e-05 | 3.5809e-05 | 3.5693e-05 | 0.017568 | 0.017603
0.017561 | 0.052763 | 4.3228e-05 | 0.017604 | 0.014509 | 3.558e-05 | 3.5809e-05 | 3.5694e-05 | 0.017568 | 0.017603
0.01756 | 0.052763 | 4.3229e-05 | 0.017604 | 0.014509 | 3.5581e-05 | 3.5809e-05 | 3.5695e-05 | 0.017568 | 0.017603
0.01756 | 0.052764 | 4.323e-05 | 0.017604 | 0.014509 | 3.5582e-05 | 3.5809e-05 | 3.5695e-05 | 0.017568 | 0.017603
0.01756 | 0.052764 | 4.323e-05 | 0.017604 | 0.014509 | 3.5582e-05 | 3.5809e-05 | 3.5695e-05 | 0.017568 | 0.017603
0.01756 | 0.052764 | 4.323e-05 | 0.017604 | 0.014509 | 3.5582e-05 | 3.5809e-05 | 3.5695e-05 | 0.017568 | 0.017603
0.01756 | 0.052764 | 4.323e-05 | 0.017603 | 0.014509 | 3.5582e-05 | 3.5809e-05 | 3.5695e-05 | 0.017568 | 0.017603
0.01756 | 0.052764 | 4.323e-05 | 0.017603 | 0.014509 | 3.5582e-05 | 3.5809e-05 | 3.5696e-05 | 0.017568 | 0.017603
0.01756 | 0.052764 | 4.323e-05 | 0.017603 | 0.014509 | 3.5582e-05 | 3.5809e-05 | 3.5696e-05 | 0.017568 | 0.017603
0.01756 | 0.052764 | 4.323e-05 | 0.017603 | 0.014509 | 3.5582e-05 | 3.5809e-05 | 3.5696e-05 | 0.017568 | 0.017603
0.01756 | 0.052764 | 4.323e-05 | 0.017603 | 0.014509 | 3.5582e-05 | 3.5809e-05 | 3.5696e-05 | 0.017568 | 0.017603
0.01756 | 0.052764 | 4.323e-05 | 0.017603 | 0.014509 | 3.5582e-05 | 3.5809e-05 | 3.5696e-05 | 0.017568 | 0.017603
0.01756 | 0.052764 | 4.323e-05 | 0.017603 | 0.014509 | 3.5582e-05 | 3.5809e-05 | 3.5696e-05 | 0.017568 | 0.017603
Segment number | 52 | Length | 1 | feet
Est. water depth at upper end of segment | velocity | velocity head | total head | Hydraulic Radius | Friction slope | Friction slope | Friction head | Total head | Total head
y2 | V2 | hv2 | H2 | R2 | Sf2 | Sf1 | hf2 | H1 | H2*
(ft) | (ft/s) | (ft) | (ft) | (ft) | (ft/ft) | (ft/ft) | (ft) | (ft) | (ft)
0.046 | 0.020142 | 6.2999e-06 | 0.046006 | 0.02966 | 1.9991e-06 | 3.5582e-05 | 1.8791e-05 | 0.017603 | 0.017622
0.031808 | 0.029129 | 1.3176e-05 | 0.031821 | 0.023034 | 5.8567e-06 | 3.5582e-05 | 2.072e-05 | 0.017603 | 0.017624
0.02471 | 0.037498 | 2.1833e-05 | 0.024731 | 0.019067 | 1.2486e-05 | 3.5582e-05 | 2.4034e-05 | 0.017603 | 0.017628
0.021158 | 0.043793 | 2.978e-05 | 0.021187 | 0.01688 | 2.0032e-05 | 3.5582e-05 | 2.7807e-05 | 0.017603 | 0.017631
0.01938 | 0.047811 | 3.5495e-05 | 0.019415 | 0.015729 | 2.6234e-05 | 3.5582e-05 | 3.0908e-05 | 0.017603 | 0.017634
0.018489 | 0.050113 | 3.8995e-05 | 0.018528 | 0.015137 | 3.0333e-05 | 3.5582e-05 | 3.2958e-05 | 0.017603 | 0.017636
0.018043 | 0.051351 | 4.0947e-05 | 0.018084 | 0.014837 | 3.2712e-05 | 3.5582e-05 | 3.4147e-05 | 0.017603 | 0.017638
0.01782 | 0.051995 | 4.1979e-05 | 0.017862 | 0.014686 | 3.3999e-05 | 3.5582e-05 | 3.4791e-05 | 0.017603 | 0.017638
0.017708 | 0.052323 | 4.2511e-05 | 0.017751 | 0.01461 | 3.4669e-05 | 3.5582e-05 | 3.5126e-05 | 0.017603 | 0.017639
0.017652 | 0.052489 | 4.2782e-05 | 0.017695 | 0.014572 | 3.5011e-05 | 3.5582e-05 | 3.5297e-05 | 0.017603 | 0.017639
0.017624 | 0.052573 | 4.2918e-05 | 0.017667 | 0.014553 | 3.5184e-05 | 3.5582e-05 | 3.5383e-05 | 0.017603 | 0.017639
0.01761 | 0.052615 | 4.2986e-05 | 0.017653 | 0.014543 | 3.5272e-05 | 3.5582e-05 | 3.5427e-05 | 0.017603 | 0.017639
0.017603 | 0.052636 | 4.3021e-05 | 0.017646 | 0.014538 | 3.5315e-05 | 3.5582e-05 | 3.5449e-05 | 0.017603 | 0.017639
0.017599 | 0.052647 | 4.3038e-05 | 0.017642 | 0.014536 | 3.5337e-05 | 3.5582e-05 | 3.546e-05 | 0.017603 | 0.017639
0.017598 | 0.052652 | 4.3047e-05 | 0.017641 | 0.014535 | 3.5348e-05 | 3.5582e-05 | 3.5465e-05 | 0.017603 | 0.017639
0.017597 | 0.052654 | 4.3051e-05 | 0.01764 | 0.014534 | 3.5354e-05 | 3.5582e-05 | 3.5468e-05 | 0.017603 | 0.017639
0.017596 | 0.052656 | 4.3053e-05 | 0.017639 | 0.014534 | 3.5356e-05 | 3.5582e-05 | 3.5469e-05 | 0.017603 | 0.017639
0.017596 | 0.052656 | 4.3054e-05 | 0.017639 | 0.014533 | 3.5358e-05 | 3.5582e-05 | 3.547e-05 | 0.017603 | 0.017639
0.017596 | 0.052657 | 4.3055e-05 | 0.017639 | 0.014533 | 3.5359e-05 | 3.5582e-05 | 3.547e-05 | 0.017603 | 0.017639
0.017596 | 0.052657 | 4.3055e-05 | 0.017639 | 0.014533 | 3.5359e-05 | 3.5582e-05 | 3.5471e-05 | 0.017603 | 0.017639
0.017596 | 0.052657 | 4.3055e-05 | 0.017639 | 0.014533 | 3.5359e-05 | 3.5582e-05 | 3.5471e-05 | 0.017603 | 0.017639
0.017596 | 0.052657 | 4.3055e-05 | 0.017639 | 0.014533 | 3.5359e-05 | 3.5582e-05 | 3.5471e-05 | 0.017603 | 0.017639
0.017596 | 0.052657 | 4.3055e-05 | 0.017639 | 0.014533 | 3.5359e-05 | 3.5582e-05 | 3.5471e-05 | 0.017603 | 0.017639
0.017596 | 0.052657 | 4.3055e-05 | 0.017639 | 0.014533 | 3.5359e-05 | 3.5582e-05 | 3.5471e-05 | 0.017603 | 0.017639
0.017596 | 0.052657 | 4.3055e-05 | 0.017639 | 0.014533 | 3.5359e-05 | 3.5582e-05 | 3.5471e-05 | 0.017603 | 0.017639
0.017596 | 0.052657 | 4.3055e-05 | 0.017639 | 0.014533 | 3.5359e-05 | 3.5582e-05 | 3.5471e-05 | 0.017603 | 0.017639
0.017596 | 0.052657 | 4.3055e-05 | 0.017639 | 0.014533 | 3.5359e-05 | 3.5582e-05 | 3.5471e-05 | 0.017603 | 0.017639
0.017596 | 0.052657 | 4.3055e-05 | 0.017639 | 0.014533 | 3.5359e-05 | 3.5582e-05 | 3.5471e-05 | 0.017603 | 0.017639
Segment number | 53 | Length | 1 | feet
Est. water depth at upper end of segment | velocity | velocity head | total head | Hydraulic Radius | Friction slope | Friction slope | Friction head | Total head | Total head
y2 | V2 | hv2 | H2 | R2 | Sf2 | Sf1 | hf2 | H1 | H2*
(ft) | (ft/s) | (ft) | (ft) | (ft) | (ft/ft) | (ft/ft) | (ft) | (ft) | (ft)
0.046 | 0.020142 | 6.2999e-06 | 0.046006 | 0.02966 | 1.9991e-06 | 3.5359e-05 | 1.8679e-05 | 0.017639 | 0.017658
0.031826 | 0.029113 | 1.3161e-05 | 0.031839 | 0.023043 | 5.8471e-06 | 3.5359e-05 | 2.0603e-05 | 0.017639 | 0.01766
0.024736 | 0.037457 | 2.1787e-05 | 0.024758 | 0.019083 | 1.2445e-05 | 3.5359e-05 | 2.3902e-05 | 0.017639 | 0.017663
0.021189 | 0.043729 | 2.9693e-05 | 0.021218 | 0.0169 | 1.9943e-05 | 3.5359e-05 | 2.7651e-05 | 0.017639 | 0.017667
0.019413 | 0.047729 | 3.5373e-05 | 0.019448 | 0.015751 | 2.6096e-05 | 3.5359e-05 | 3.0728e-05 | 0.017639 | 0.01767
0.018524 | 0.05002 | 3.8851e-05 | 0.018562 | 0.01516 | 3.016e-05 | 3.5359e-05 | 3.2759e-05 | 0.017639 | 0.017672
0.018078 | 0.051252 | 4.0789e-05 | 0.018119 | 0.014861 | 3.2518e-05 | 3.5359e-05 | 3.3938e-05 | 0.017639 | 0.017673
0.017855 | 0.051893 | 4.1814e-05 | 0.017897 | 0.01471 | 3.3792e-05 | 3.5359e-05 | 3.4576e-05 | 0.017639 | 0.017674
0.017743 | 0.052219 | 4.2342e-05 | 0.017786 | 0.014634 | 3.4456e-05 | 3.5359e-05 | 3.4907e-05 | 0.017639 | 0.017674
0.017687 | 0.052384 | 4.2611e-05 | 0.01773 | 0.014596 | 3.4795e-05 | 3.5359e-05 | 3.5077e-05 | 0.017639 | 0.017674
0.017659 | 0.052468 | 4.2746e-05 | 0.017702 | 0.014577 | 3.4966e-05 | 3.5359e-05 | 3.5163e-05 | 0.017639 | 0.017674
0.017645 | 0.052509 | 4.2814e-05 | 0.017688 | 0.014567 | 3.5053e-05 | 3.5359e-05 | 3.5206e-05 | 0.017639 | 0.017674
0.017638 | 0.05253 | 4.2848e-05 | 0.017681 | 0.014562 | 3.5096e-05 | 3.5359e-05 | 3.5228e-05 | 0.017639 | 0.017674
0.017635 | 0.052541 | 4.2865e-05 | 0.017678 | 0.01456 | 3.5118e-05 | 3.5359e-05 | 3.5238e-05 | 0.017639 | 0.017674
0.017633 | 0.052546 | 4.2874e-05 | 0.017676 | 0.014559 | 3.5129e-05 | 3.5359e-05 | 3.5244e-05 | 0.017639 | 0.017674
0.017632 | 0.052549 | 4.2878e-05 | 0.017675 | 0.014558 | 3.5134e-05 | 3.5359e-05 | 3.5247e-05 | 0.017639 | 0.017674
0.017632 | 0.05255 | 4.288e-05 | 0.017675 | 0.014558 | 3.5137e-05 | 3.5359e-05 | 3.5248e-05 | 0.017639 | 0.017674
0.017632 | 0.052551 | 4.2882e-05 | 0.017674 | 0.014558 | 3.5138e-05 | 3.5359e-05 | 3.5249e-05 | 0.017639 | 0.017674
0.017631 | 0.052551 | 4.2882e-05 | 0.017674 | 0.014558 | 3.5139e-05 | 3.5359e-05 | 3.5249e-05 | 0.017639 | 0.017674
0.017631 | 0.052551 | 4.2882e-05 | 0.017674 | 0.014557 | 3.5139e-05 | 3.5359e-05 | 3.5249e-05 | 0.017639 | 0.017674
0.017631 | 0.052551 | 4.2882e-05 | 0.017674 | 0.014557 | 3.5139e-05 | 3.5359e-05 | 3.5249e-05 | 0.017639 | 0.017674
0.017631 | 0.052551 | 4.2883e-05 | 0.017674 | 0.014557 | 3.5139e-05 | 3.5359e-05 | 3.5249e-05 | 0.017639 | 0.017674
0.017631 | 0.052551 | 4.2883e-05 | 0.017674 | 0.014557 | 3.5139e-05 | 3.5359e-05 | 3.5249e-05 | 0.017639 | 0.017674
0.017631 | 0.052551 | 4.2883e-05 | 0.017674 | 0.014557 | 3.5139e-05 | 3.5359e-05 | 3.5249e-05 | 0.017639 | 0.017674
0.017631 | 0.052551 | 4.2883e-05 | 0.017674 | 0.014557 | 3.5139e-05 | 3.5359e-05 | 3.5249e-05 | 0.017639 | 0.017674
0.017631 | 0.052551 | 4.2883e-05 | 0.017674 | 0.014557 | 3.5139e-05 | 3.5359e-05 | 3.5249e-05 | 0.017639 | 0.017674
0.017631 | 0.052551 | 4.2883e-05 | 0.017674 | 0.014557 | 3.5139e-05 | 3.5359e-05 | 3.5249e-05 | 0.017639 | 0.017674
0.017631 | 0.052551 | 4.2883e-05 | 0.017674 | 0.014557 | 3.5139e-05 | 3.5359e-05 | 3.5249e-05 | 0.017639 | 0.017674
Segment number | 54 | Length | 1 | feet
Est. water depth at upper end of segment | velocity | velocity head | total head | Hydraulic Radius | Friction slope | Friction slope | Friction head | Total head | Total head
y2 | V2 | hv2 | H2 | R2 | Sf2 | Sf1 | hf2 | H1 | H2*
(ft) | (ft/s) | (ft) | (ft) | (ft) | (ft/ft) | (ft/ft) | (ft) | (ft) | (ft)
0.046 | 0.020142 | 6.2999e-06 | 0.046006 | 0.02966 | 1.9991e-06 | 3.5139e-05 | 1.8569e-05 | 0.017674 | 0.017693
0.031843 | 0.029097 | 1.3147e-05 | 0.031856 | 0.023052 | 5.8375e-06 | 3.5139e-05 | 2.0488e-05 | 0.017674 | 0.017695
0.024762 | 0.037418 | 2.174e-05 | 0.024784 | 0.019099 | 1.2405e-05 | 3.5139e-05 | 2.3772e-05 | 0.017674 | 0.017698
0.021219 | 0.043665 | 2.9607e-05 | 0.021249 | 0.01692 | 1.9854e-05 | 3.5139e-05 | 2.7497e-05 | 0.017674 | 0.017702
0.019446 | 0.047648 | 3.5254e-05 | 0.019481 | 0.015773 | 2.596e-05 | 3.5139e-05 | 3.055e-05 | 0.017674 | 0.017705
0.018558 | 0.049928 | 3.8709e-05 | 0.018596 | 0.015183 | 2.9989e-05 | 3.5139e-05 | 3.2564e-05 | 0.017674 | 0.017707
0.018113 | 0.051154 | 4.0633e-05 | 0.018153 | 0.014884 | 3.2325e-05 | 3.5139e-05 | 3.3732e-05 | 0.017674 | 0.017708
0.01789 | 0.051791 | 4.1651e-05 | 0.017932 | 0.014733 | 3.3588e-05 | 3.5139e-05 | 3.4364e-05 | 0.017674 | 0.017709
0.017778 | 0.052116 | 4.2176e-05 | 0.017821 | 0.014658 | 3.4246e-05 | 3.5139e-05 | 3.4693e-05 | 0.017674 | 0.017709
0.017723 | 0.052281 | 4.2442e-05 | 0.017765 | 0.01462 | 3.4581e-05 | 3.5139e-05 | 3.486e-05 | 0.017674 | 0.017709
0.017695 | 0.052363 | 4.2576e-05 | 0.017737 | 0.014601 | 3.4751e-05 | 3.5139e-05 | 3.4945e-05 | 0.017674 | 0.017709
0.017681 | 0.052405 | 4.2644e-05 | 0.017723 | 0.014591 | 3.4837e-05 | 3.5139e-05 | 3.4988e-05 | 0.017674 | 0.017709
0.017674 | 0.052426 | 4.2678e-05 | 0.017716 | 0.014586 | 3.488e-05 | 3.5139e-05 | 3.501e-05 | 0.017674 | 0.017709
0.01767 | 0.052436 | 4.2695e-05 | 0.017713 | 0.014584 | 3.4901e-05 | 3.5139e-05 | 3.502e-05 | 0.017674 | 0.017709
0.017668 | 0.052441 | 4.2703e-05 | 0.017711 | 0.014583 | 3.4912e-05 | 3.5139e-05 | 3.5026e-05 | 0.017674 | 0.017709
0.017667 | 0.052444 | 4.2708e-05 | 0.01771 | 0.014582 | 3.4917e-05 | 3.5139e-05 | 3.5028e-05 | 0.017674 | 0.017709
0.017667 | 0.052445 | 4.271e-05 | 0.01771 | 0.014582 | 3.492e-05 | 3.5139e-05 | 3.503e-05 | 0.017674 | 0.017709
0.017667 | 0.052446 | 4.2711e-05 | 0.017709 | 0.014582 | 3.4921e-05 | 3.5139e-05 | 3.503e-05 | 0.017674 | 0.017709
0.017667 | 0.052446 | 4.2711e-05 | 0.017709 | 0.014582 | 3.4922e-05 | 3.5139e-05 | 3.5031e-05 | 0.017674 | 0.017709
0.017667 | 0.052446 | 4.2712e-05 | 0.017709 | 0.014581 | 3.4922e-05 | 3.5139e-05 | 3.5031e-05 | 0.017674 | 0.017709
0.017667 | 0.052447 | 4.2712e-05 | 0.017709 | 0.014581 | 3.4923e-05 | 3.5139e-05 | 3.5031e-05 | 0.017674 | 0.017709
0.017667 | 0.052447 | 4.2712e-05 | 0.017709 | 0.014581 | 3.4923e-05 | 3.5139e-05 | 3.5031e-05 | 0.017674 | 0.017709
0.017667 | 0.052447 | 4.2712e-05 | 0.017709 | 0.014581 | 3.4923e-05 | 3.5139e-05 | 3.5031e-05 | 0.017674 | 0.017709
0.017667 | 0.052447 | 4.2712e-05 | 0.017709 | 0.014581 | 3.4923e-05 | 3.5139e-05 | 3.5031e-05 | 0.017674 | 0.017709
0.017667 | 0.052447 | 4.2712e-05 | 0.017709 | 0.014581 | 3.4923e-05 | 3.5139e-05 | 3.5031e-05 | 0.017674 | 0.017709
0.017667 | 0.052447 | 4.2712e-05 | 0.017709 | 0.014581 | 3.4923e-05 | 3.5139e-05 | 3.5031e-05 | 0.017674 | 0.017709
0.017667 | 0.052447 | 4.2712e-05 | 0.017709 | 0.014581 | 3.4923e-05 | 3.5139e-05 | 3.5031e-05 | 0.017674 | 0.017709
0.017667 | 0.052447 | 4.2712e-05 | 0.017709 | 0.014581 | 3.4923e-05 | 3.5139e-05 | 3.5031e-05 | 0.017674 | 0.017709
Segment number | 55 | Length | 1 | feet
Est. water depth at upper end of segment | velocity | velocity head | total head | Hydraulic Radius | Friction slope | Friction slope | Friction head | Total head | Total head
y2 | V2 | hv2 | H2 | R2 | Sf2 | Sf1 | hf2 | H1 | H2*
(ft) | (ft/s) | (ft) | (ft) | (ft) | (ft/ft) | (ft/ft) | (ft) | (ft) | (ft)
0.046 | 0.020142 | 6.2999e-06 | 0.046006 | 0.02966 | 1.9991e-06 | 3.4923e-05 | 1.8461e-05 | 0.017709 | 0.017728
0.031861 | 0.029081 | 1.3132e-05 | 0.031874 | 0.023061 | 5.828e-06 | 3.4923e-05 | 2.0375e-05 | 0.017709 | 0.01773
0.024789 | 0.037378 | 2.1694e-05 | 0.02481 | 0.019114 | 1.2365e-05 | 3.4923e-05 | 2.3644e-05 | 0.017709 | 0.017733
0.02125 | 0.043603 | 2.9521e-05 | 0.021279 | 0.016939 | 1.9767e-05 | 3.4923e-05 | 2.7345e-05 | 0.017709 | 0.017737
0.019478 | 0.047568 | 3.5135e-05 | 0.019514 | 0.015794 | 2.5826e-05 | 3.4923e-05 | 3.0374e-05 | 0.017709 | 0.01774
0.018591 | 0.049837 | 3.8568e-05 | 0.01863 | 0.015206 | 2.982e-05 | 3.4923e-05 | 3.2371e-05 | 0.017709 | 0.017742
0.018147 | 0.051057 | 4.0479e-05 | 0.018188 | 0.014907 | 3.2136e-05 | 3.4923e-05 | 3.3529e-05 | 0.017709 | 0.017743
0.017925 | 0.051691 | 4.149e-05 | 0.017966 | 0.014757 | 3.3387e-05 | 3.4923e-05 | 3.4155e-05 | 0.017709 | 0.017743
0.017813 | 0.052014 | 4.2011e-05 | 0.017855 | 0.014681 | 3.4038e-05 | 3.4923e-05 | 3.4481e-05 | 0.017709 | 0.017744
0.017758 | 0.052178 | 4.2275e-05 | 0.0178 | 0.014643 | 3.4371e-05 | 3.4923e-05 | 3.4647e-05 | 0.017709 | 0.017744
0.01773 | 0.05226 | 4.2409e-05 | 0.017772 | 0.014624 | 3.4539e-05 | 3.4923e-05 | 3.4731e-05 | 0.017709 | 0.017744
0.017716 | 0.052301 | 4.2476e-05 | 0.017758 | 0.014615 | 3.4624e-05 | 3.4923e-05 | 3.4773e-05 | 0.017709 | 0.017744
0.017709 | 0.052322 | 4.2509e-05 | 0.017751 | 0.01461 | 3.4667e-05 | 3.4923e-05 | 3.4795e-05 | 0.017709 | 0.017744
0.017705 | 0.052333 | 4.2526e-05 | 0.017748 | 0.014608 | 3.4688e-05 | 3.4923e-05 | 3.4805e-05 | 0.017709 | 0.017744
0.017703 | 0.052338 | 4.2535e-05 | 0.017746 | 0.014606 | 3.4699e-05 | 3.4923e-05 | 3.4811e-05 | 0.017709 | 0.017744
0.017702 | 0.05234 | 4.2539e-05 | 0.017745 | 0.014606 | 3.4704e-05 | 3.4923e-05 | 3.4813e-05 | 0.017709 | 0.017744
0.017702 | 0.052342 | 4.2541e-05 | 0.017744 | 0.014606 | 3.4707e-05 | 3.4923e-05 | 3.4815e-05 | 0.017709 | 0.017744
0.017702 | 0.052342 | 4.2542e-05 | 0.017744 | 0.014605 | 3.4708e-05 | 3.4923e-05 | 3.4815e-05 | 0.017709 | 0.017744
0.017702 | 0.052343 | 4.2543e-05 | 0.017744 | 0.014605 | 3.4709e-05 | 3.4923e-05 | 3.4816e-05 | 0.017709 | 0.017744
0.017702 | 0.052343 | 4.2543e-05 | 0.017744 | 0.014605 | 3.4709e-05 | 3.4923e-05 | 3.4816e-05 | 0.017709 | 0.017744
0.017702 | 0.052343 | 4.2543e-05 | 0.017744 | 0.014605 | 3.4709e-05 | 3.4923e-05 | 3.4816e-05 | 0.017709 | 0.017744
0.017702 | 0.052343 | 4.2543e-05 | 0.017744 | 0.014605 | 3.4709e-05 | 3.4923e-05 | 3.4816e-05 | 0.017709 | 0.017744
0.017702 | 0.052343 | 4.2543e-05 | 0.017744 | 0.014605 | 3.4709e-05 | 3.4923e-05 | 3.4816e-05 | 0.017709 | 0.017744
0.017702 | 0.052343 | 4.2543e-05 | 0.017744 | 0.014605 | 3.4709e-05 | 3.4923e-05 | 3.4816e-05 | 0.017709 | 0.017744
0.017702 | 0.052343 | 4.2543e-05 | 0.017744 | 0.014605 | 3.4709e-05 | 3.4923e-05 | 3.4816e-05 | 0.017709 | 0.017744
0.017702 | 0.052343 | 4.2543e-05 | 0.017744 | 0.014605 | 3.4709e-05 | 3.4923e-05 | 3.4816e-05 | 0.017709 | 0.017744
0.017702 | 0.052343 | 4.2543e-05 | 0.017744 | 0.014605 | 3.4709e-05 | 3.4923e-05 | 3.4816e-05 | 0.017709 | 0.017744
0.017702 | 0.052343 | 4.2543e-05 | 0.017744 | 0.014605 | 3.4709e-05 | 3.4923e-05 | 3.4816e-05 | 0.017709 | 0.017744
Segment number | 56 | Length | 1 | feet
Est. water depth at upper end of segment | velocity | velocity head | total head | Hydraulic Radius | Friction slope | Friction slope | Friction head | Total head | Total head
y2 | V2 | hv2 | H2 | R2 | Sf2 | Sf1 | hf2 | H1 | H2*
(ft) | (ft/s) | (ft) | (ft) | (ft) | (ft/ft) | (ft/ft) | (ft) | (ft) | (ft)
0.046 | 0.020142 | 6.2999e-06 | 0.046006 | 0.02966 | 1.9991e-06 | 3.4709e-05 | 1.8354e-05 | 0.017744 | 0.017762
0.031878 | 0.029065 | 1.3118e-05 | 0.031891 | 0.02307 | 5.8186e-06 | 3.4709e-05 | 2.0264e-05 | 0.017744 | 0.017764
0.024815 | 0.037339 | 2.1649e-05 | 0.024836 | 0.01913 | 1.2326e-05 | 3.4709e-05 | 2.3518e-05 | 0.017744 | 0.017768
0.02128 | 0.04354 | 2.9437e-05 | 0.02131 | 0.016958 | 1.968e-05 | 3.4709e-05 | 2.7195e-05 | 0.017744 | 0.017771
0.019511 | 0.047488 | 3.5018e-05 | 0.019546 | 0.015816 | 2.5693e-05 | 3.4709e-05 | 3.0201e-05 | 0.017744 | 0.017774
0.018625 | 0.049747 | 3.8428e-05 | 0.018664 | 0.015228 | 2.9654e-05 | 3.4709e-05 | 3.2182e-05 | 0.017744 | 0.017776
0.018181 | 0.050961 | 4.0327e-05 | 0.018222 | 0.01493 | 3.1949e-05 | 3.4709e-05 | 3.3329e-05 | 0.017744 | 0.017777
0.017959 | 0.051592 | 4.1331e-05 | 0.018001 | 0.01478 | 3.3189e-05 | 3.4709e-05 | 3.3949e-05 | 0.017744 | 0.017778
0.017848 | 0.051913 | 4.1848e-05 | 0.01789 | 0.014705 | 3.3834e-05 | 3.4709e-05 | 3.4272e-05 | 0.017744 | 0.017778
0.017792 | 0.052076 | 4.2111e-05 | 0.017834 | 0.014667 | 3.4164e-05 | 3.4709e-05 | 3.4437e-05 | 0.017744 | 0.017778
0.017764 | 0.052158 | 4.2243e-05 | 0.017807 | 0.014648 | 3.433e-05 | 3.4709e-05 | 3.452e-05 | 0.017744 | 0.017779
0.01775 | 0.052199 | 4.231e-05 | 0.017793 | 0.014638 | 3.4414e-05 | 3.4709e-05 | 3.4562e-05 | 0.017744 | 0.017779
0.017743 | 0.05222 | 4.2343e-05 | 0.017786 | 0.014634 | 3.4456e-05 | 3.4709e-05 | 3.4583e-05 | 0.017744 | 0.017779
0.01774 | 0.05223 | 4.236e-05 | 0.017782 | 0.014631 | 3.4478e-05 | 3.4709e-05 | 3.4593e-05 | 0.017744 | 0.017779
0.017738 | 0.052235 | 4.2368e-05 | 0.01778 | 0.01463 | 3.4488e-05 | 3.4709e-05 | 3.4599e-05 | 0.017744 | 0.017779
0.017737 | 0.052238 | 4.2372e-05 | 0.01778 | 0.01463 | 3.4493e-05 | 3.4709e-05 | 3.4601e-05 | 0.017744 | 0.017779
0.017737 | 0.052239 | 4.2374e-05 | 0.017779 | 0.014629 | 3.4496e-05 | 3.4709e-05 | 3.4603e-05 | 0.017744 | 0.017779
0.017736 | 0.05224 | 4.2376e-05 | 0.017779 | 0.014629 | 3.4497e-05 | 3.4709e-05 | 3.4603e-05 | 0.017744 | 0.017779
0.017736 | 0.05224 | 4.2376e-05 | 0.017779 | 0.014629 | 3.4498e-05 | 3.4709e-05 | 3.4604e-05 | 0.017744 | 0.017779
0.017736 | 0.05224 | 4.2376e-05 | 0.017779 | 0.014629 | 3.4498e-05 | 3.4709e-05 | 3.4604e-05 | 0.017744 | 0.017779
0.017736 | 0.05224 | 4.2376e-05 | 0.017779 | 0.014629 | 3.4499e-05 | 3.4709e-05 | 3.4604e-05 | 0.017744 | 0.017779
0.017736 | 0.05224 | 4.2377e-05 | 0.017779 | 0.014629 | 3.4499e-05 | 3.4709e-05 | 3.4604e-05 | 0.017744 | 0.017779
0.017736 | 0.05224 | 4.2377e-05 | 0.017779 | 0.014629 | 3.4499e-05 | 3.4709e-05 | 3.4604e-05 | 0.017744 | 0.017779
0.017736 | 0.05224 | 4.2377e-05 | 0.017779 | 0.014629 | 3.4499e-05 | 3.4709e-05 | 3.4604e-05 | 0.017744 | 0.017779
0.017736 | 0.05224 | 4.2377e-05 | 0.017779 | 0.014629 | 3.4499e-05 | 3.4709e-05 | 3.4604e-05 | 0.017744 | 0.017779
0.017736 | 0.05224 | 4.2377e-05 | 0.017779 | 0.014629 | 3.4499e-05 | 3.4709e-05 | 3.4604e-05 | 0.017744 | 0.017779
0.017736 | 0.05224 | 4.2377e-05 | 0.017779 | 0.014629 | 3.4499e-05 | 3.4709e-05 | 3.4604e-05 | 0.017744 | 0.017779
0.017736 | 0.05224 | 4.2377e-05 | 0.017779 | 0.014629 | 3.4499e-05 | 3.4709e-05 | 3.4604e-05 | 0.017744 | 0.017779
Segment number | 57 | Length | 1 | feet
Est. water depth at upper end of segment | velocity | velocity head | total head | Hydraulic Radius | Friction slope | Friction slope | Friction head | Total head | Total head
y2 | V2 | hv2 | H2 | R2 | Sf2 | Sf1 | hf2 | H1 | H2*
(ft) | (ft/s) | (ft) | (ft) | (ft) | (ft/ft) | (ft/ft) | (ft) | (ft) | (ft)
0.046 | 0.020142 | 6.2999e-06 | 0.046006 | 0.02966 | 1.9991e-06 | 3.4499e-05 | 1.8249e-05 | 0.017779 | 0.017797
0.031895 | 0.02905 | 1.3104e-05 | 0.031908 | 0.023079 | 5.8093e-06 | 3.4499e-05 | 2.0154e-05 | 0.017779 | 0.017799
0.02484 | 0.0373 | 2.1604e-05 | 0.024862 | 0.019145 | 1.2287e-05 | 3.4499e-05 | 2.3393e-05 | 0.017779 | 0.017802
0.02131 | 0.043479 | 2.9354e-05 | 0.02134 | 0.016978 | 1.9595e-05 | 3.4499e-05 | 2.7047e-05 | 0.017779 | 0.017806
0.019543 | 0.04741 | 3.4902e-05 | 0.019578 | 0.015837 | 2.5562e-05 | 3.4499e-05 | 3.0031e-05 | 0.017779 | 0.017809
0.018659 | 0.049658 | 3.8291e-05 | 0.018697 | 0.015251 | 2.949e-05 | 3.4499e-05 | 3.1994e-05 | 0.017779 | 0.017811
0.018215 | 0.050866 | 4.0176e-05 | 0.018256 | 0.014953 | 3.1765e-05 | 3.4499e-05 | 3.3132e-05 | 0.017779 | 0.017812
0.017994 | 0.051493 | 4.1173e-05 | 0.018035 | 0.014804 | 3.2993e-05 | 3.4499e-05 | 3.3746e-05 | 0.017779 | 0.017812
0.017882 | 0.051813 | 4.1687e-05 | 0.017924 | 0.014728 | 3.3633e-05 | 3.4499e-05 | 3.4066e-05 | 0.017779 | 0.017813
0.017827 | 0.051975 | 4.1948e-05 | 0.017869 | 0.01469 | 3.3959e-05 | 3.4499e-05 | 3.4229e-05 | 0.017779 | 0.017813
0.017799 | 0.052057 | 4.2079e-05 | 0.017841 | 0.014671 | 3.4124e-05 | 3.4499e-05 | 3.4312e-05 | 0.017779 | 0.017813
0.017785 | 0.052098 | 4.2145e-05 | 0.017827 | 0.014662 | 3.4208e-05 | 3.4499e-05 | 3.4353e-05 | 0.017779 | 0.017813
0.017778 | 0.052118 | 4.2179e-05 | 0.01782 | 0.014657 | 3.4249e-05 | 3.4499e-05 | 3.4374e-05 | 0.017779 | 0.017813
0.017774 | 0.052128 | 4.2195e-05 | 0.017817 | 0.014655 | 3.427e-05 | 3.4499e-05 | 3.4385e-05 | 0.017779 | 0.017813
0.017773 | 0.052134 | 4.2204e-05 | 0.017815 | 0.014654 | 3.4281e-05 | 3.4499e-05 | 3.439e-05 | 0.017779 | 0.017813
0.017772 | 0.052136 | 4.2208e-05 | 0.017814 | 0.014653 | 3.4286e-05 | 3.4499e-05 | 3.4392e-05 | 0.017779 | 0.017813
0.017771 | 0.052137 | 4.221e-05 | 0.017813 | 0.014653 | 3.4289e-05 | 3.4499e-05 | 3.4394e-05 | 0.017779 | 0.017813
0.017771 | 0.052138 | 4.2211e-05 | 0.017813 | 0.014653 | 3.429e-05 | 3.4499e-05 | 3.4394e-05 | 0.017779 | 0.017813
0.017771 | 0.052138 | 4.2211e-05 | 0.017813 | 0.014653 | 3.4291e-05 | 3.4499e-05 | 3.4395e-05 | 0.017779 | 0.017813
0.017771 | 0.052139 | 4.2212e-05 | 0.017813 | 0.014652 | 3.4291e-05 | 3.4499e-05 | 3.4395e-05 | 0.017779 | 0.017813
0.017771 | 0.052139 | 4.2212e-05 | 0.017813 | 0.014652 | 3.4291e-05 | 3.4499e-05 | 3.4395e-05 | 0.017779 | 0.017813
0.017771 | 0.052139 | 4.2212e-05 | 0.017813 | 0.014652 | 3.4291e-05 | 3.4499e-05 | 3.4395e-05 | 0.017779 | 0.017813
0.017771 | 0.052139 | 4.2212e-05 | 0.017813 | 0.014652 | 3.4291e-05 | 3.4499e-05 | 3.4395e-05 | 0.017779 | 0.017813
0.017771 | 0.052139 | 4.2212e-05 | 0.017813 | 0.014652 | 3.4291e-05 | 3.4499e-05 | 3.4395e-05 | 0.017779 | 0.017813
0.017771 | 0.052139 | 4.2212e-05 | 0.017813 | 0.014652 | 3.4291e-05 | 3.4499e-05 | 3.4395e-05 | 0.017779 | 0.017813
0.017771 | 0.052139 | 4.2212e-05 | 0.017813 | 0.014652 | 3.4291e-05 | 3.4499e-05 | 3.4395e-05 | 0.017779 | 0.017813
0.017771 | 0.052139 | 4.2212e-05 | 0.017813 | 0.014652 | 3.4291e-05 | 3.4499e-05 | 3.4395e-05 | 0.017779 | 0.017813
0.017771 | 0.052139 | 4.2212e-05 | 0.017813 | 0.014652 | 3.4291e-05 | 3.4499e-05 | 3.4395e-05 | 0.017779 | 0.017813
Segment number | 58 | Length | 1 | feet
Est. water depth at upper end of segment | velocity | velocity head | total head | Hydraulic Radius | Friction slope | Friction slope | Friction head | Total head | Total head
y2 | V2 | hv2 | H2 | R2 | Sf2 | Sf1 | hf2 | H1 | H2*
(ft) | (ft/s) | (ft) | (ft) | (ft) | (ft/ft) | (ft/ft) | (ft) | (ft) | (ft)
0.046 | 0.020142 | 6.2999e-06 | 0.046006 | 0.02966 | 1.9991e-06 | 3.4291e-05 | 1.8145e-05 | 0.017813 | 0.017831
0.031912 | 0.029034 | 1.309e-05 | 0.031926 | 0.023088 | 5.8001e-06 | 3.4291e-05 | 2.0046e-05 | 0.017813 | 0.017833
0.024866 | 0.037261 | 2.1559e-05 | 0.024888 | 0.01916 | 1.2249e-05 | 3.4291e-05 | 2.327e-05 | 0.017813 | 0.017836
0.02134 | 0.043417 | 2.9271e-05 | 0.02137 | 0.016997 | 1.9511e-05 | 3.4291e-05 | 2.6901e-05 | 0.017813 | 0.01784
0.019576 | 0.047332 | 3.4787e-05 | 0.01961 | 0.015858 | 2.5433e-05 | 3.4291e-05 | 2.9862e-05 | 0.017813 | 0.017843
0.018692 | 0.04957 | 3.8155e-05 | 0.01873 | 0.015273 | 2.9328e-05 | 3.4291e-05 | 3.181e-05 | 0.017813 | 0.017845
0.018249 | 0.050772 | 4.0028e-05 | 0.018289 | 0.014976 | 3.1583e-05 | 3.4291e-05 | 3.2937e-05 | 0.017813 | 0.017846
0.018028 | 0.051396 | 4.1018e-05 | 0.018069 | 0.014827 | 3.2801e-05 | 3.4291e-05 | 3.3546e-05 | 0.017813 | 0.017847
0.017917 | 0.051715 | 4.1528e-05 | 0.017958 | 0.014751 | 3.3434e-05 | 3.4291e-05 | 3.3863e-05 | 0.017813 | 0.017847
0.017861 | 0.051876 | 4.1787e-05 | 0.017903 | 0.014714 | 3.3758e-05 | 3.4291e-05 | 3.4025e-05 | 0.017813 | 0.017847
0.017833 | 0.051957 | 4.1917e-05 | 0.017875 | 0.014695 | 3.3921e-05 | 3.4291e-05 | 3.4106e-05 | 0.017813 | 0.017847
0.017819 | 0.051997 | 4.1983e-05 | 0.017861 | 0.014685 | 3.4004e-05 | 3.4291e-05 | 3.4148e-05 | 0.017813 | 0.017847
0.017812 | 0.052018 | 4.2016e-05 | 0.017854 | 0.014681 | 3.4045e-05 | 3.4291e-05 | 3.4168e-05 | 0.017813 | 0.017847
0.017809 | 0.052028 | 4.2033e-05 | 0.017851 | 0.014678 | 3.4066e-05 | 3.4291e-05 | 3.4179e-05 | 0.017813 | 0.017847
0.017807 | 0.052033 | 4.2041e-05 | 0.017849 | 0.014677 | 3.4076e-05 | 3.4291e-05 | 3.4184e-05 | 0.017813 | 0.017847
0.017806 | 0.052036 | 4.2045e-05 | 0.017848 | 0.014676 | 3.4081e-05 | 3.4291e-05 | 3.4186e-05 | 0.017813 | 0.017847
0.017806 | 0.052037 | 4.2047e-05 | 0.017848 | 0.014676 | 3.4084e-05 | 3.4291e-05 | 3.4188e-05 | 0.017813 | 0.017847
0.017805 | 0.052037 | 4.2048e-05 | 0.017847 | 0.014676 | 3.4085e-05 | 3.4291e-05 | 3.4188e-05 | 0.017813 | 0.017847
0.017805 | 0.052038 | 4.2049e-05 | 0.017847 | 0.014676 | 3.4086e-05 | 3.4291e-05 | 3.4189e-05 | 0.017813 | 0.017847
0.017805 | 0.052038 | 4.2049e-05 | 0.017847 | 0.014676 | 3.4086e-05 | 3.4291e-05 | 3.4189e-05 | 0.017813 | 0.017847
0.017805 | 0.052038 | 4.2049e-05 | 0.017847 | 0.014676 | 3.4087e-05 | 3.4291e-05 | 3.4189e-05 | 0.017813 | 0.017847
0.017805 | 0.052038 | 4.2049e-05 | 0.017847 | 0.014676 | 3.4087e-05 | 3.4291e-05 | 3.4189e-05 | 0.017813 | 0.017847
0.017805 | 0.052038 | 4.2049e-05 | 0.017847 | 0.014676 | 3.4087e-05 | 3.4291e-05 | 3.4189e-05 | 0.017813 | 0.017847
0.017805 | 0.052038 | 4.2049e-05 | 0.017847 | 0.014676 | 3.4087e-05 | 3.4291e-05 | 3.4189e-05 | 0.017813 | 0.017847
0.017805 | 0.052038 | 4.2049e-05 | 0.017847 | 0.014676 | 3.4087e-05 | 3.4291e-05 | 3.4189e-05 | 0.017813 | 0.017847
0.017805 | 0.052038 | 4.2049e-05 | 0.017847 | 0.014676 | 3.4087e-05 | 3.4291e-05 | 3.4189e-05 | 0.017813 | 0.017847
0.017805 | 0.052038 | 4.2049e-05 | 0.017847 | 0.014676 | 3.4087e-05 | 3.4291e-05 | 3.4189e-05 | 0.017813 | 0.017847
0.017805 | 0.052038 | 4.2049e-05 | 0.017847 | 0.014676 | 3.4087e-05 | 3.4291e-05 | 3.4189e-05 | 0.017813 | 0.017847
Segment number | 59 | Length | 1 | feet
Est. water depth at upper end of segment | velocity | velocity head | total head | Hydraulic Radius | Friction slope | Friction slope | Friction head | Total head | Total head
y2 | V2 | hv2 | H2 | R2 | Sf2 | Sf1 | hf2 | H1 | H2*
(ft) | (ft/s) | (ft) | (ft) | (ft) | (ft/ft) | (ft/ft) | (ft) | (ft) | (ft)
0.046 | 0.020142 | 6.2999e-06 | 0.046006 | 0.02966 | 1.9991e-06 | 3.4087e-05 | 1.8043e-05 | 0.017847 | 0.017865
0.031929 | 0.029019 | 1.3076e-05 | 0.031943 | 0.023097 | 5.7909e-06 | 3.4087e-05 | 1.9939e-05 | 0.017847 | 0.017867
0.024892 | 0.037223 | 2.1515e-05 | 0.024913 | 0.019175 | 1.2211e-05 | 3.4087e-05 | 2.3149e-05 | 0.017847 | 0.01787
0.02137 | 0.043357 | 2.919e-05 | 0.0214 | 0.017016 | 1.9428e-05 | 3.4087e-05 | 2.6757e-05 | 0.017847 | 0.017874
0.019608 | 0.047255 | 3.4674e-05 | 0.019642 | 0.015879 | 2.5306e-05 | 3.4087e-05 | 2.9696e-05 | 0.017847 | 0.017877
0.018725 | 0.049482 | 3.802e-05 | 0.018763 | 0.015295 | 2.9168e-05 | 3.4087e-05 | 3.1628e-05 | 0.017847 | 0.017879
0.018283 | 0.050678 | 3.9881e-05 | 0.018323 | 0.014999 | 3.1404e-05 | 3.4087e-05 | 3.2745e-05 | 0.017847 | 0.01788
0.018061 | 0.0513 | 4.0864e-05 | 0.018102 | 0.014849 | 3.2611e-05 | 3.4087e-05 | 3.3349e-05 | 0.017847 | 0.017881
0.017951 | 0.051617 | 4.1371e-05 | 0.017992 | 0.014774 | 3.3238e-05 | 3.4087e-05 | 3.3663e-05 | 0.017847 | 0.017881
0.017895 | 0.051777 | 4.1628e-05 | 0.017937 | 0.014737 | 3.3559e-05 | 3.4087e-05 | 3.3823e-05 | 0.017847 | 0.017881
0.017867 | 0.051857 | 4.1758e-05 | 0.017909 | 0.014718 | 3.3721e-05 | 3.4087e-05 | 3.3904e-05 | 0.017847 | 0.017881
0.017853 | 0.051898 | 4.1823e-05 | 0.017895 | 0.014708 | 3.3803e-05 | 3.4087e-05 | 3.3945e-05 | 0.017847 | 0.017881
0.017846 | 0.051918 | 4.1855e-05 | 0.017888 | 0.014704 | 3.3844e-05 | 3.4087e-05 | 3.3965e-05 | 0.017847 | 0.017881
0.017843 | 0.051928 | 4.1872e-05 | 0.017885 | 0.014701 | 3.3864e-05 | 3.4087e-05 | 3.3975e-05 | 0.017847 | 0.017881
0.017841 | 0.051933 | 4.188e-05 | 0.017883 | 0.0147 | 3.3875e-05 | 3.4087e-05 | 3.3981e-05 | 0.017847 | 0.017881
0.01784 | 0.051936 | 4.1884e-05 | 0.017882 | 0.0147 | 3.388e-05 | 3.4087e-05 | 3.3983e-05 | 0.017847 | 0.017881
0.01784 | 0.051937 | 4.1886e-05 | 0.017882 | 0.014699 | 3.3882e-05 | 3.4087e-05 | 3.3985e-05 | 0.017847 | 0.017881
0.01784 | 0.051938 | 4.1887e-05 | 0.017881 | 0.014699 | 3.3884e-05 | 3.4087e-05 | 3.3985e-05 | 0.017847 | 0.017881
0.017839 | 0.051938 | 4.1888e-05 | 0.017881 | 0.014699 | 3.3884e-05 | 3.4087e-05 | 3.3985e-05 | 0.017847 | 0.017881
0.017839 | 0.051938 | 4.1888e-05 | 0.017881 | 0.014699 | 3.3885e-05 | 3.4087e-05 | 3.3986e-05 | 0.017847 | 0.017881
0.017839 | 0.051938 | 4.1888e-05 | 0.017881 | 0.014699 | 3.3885e-05 | 3.4087e-05 | 3.3986e-05 | 0.017847 | 0.017881
0.017839 | 0.051938 | 4.1888e-05 | 0.017881 | 0.014699 | 3.3885e-05 | 3.4087e-05 | 3.3986e-05 | 0.017847 | 0.017881
0.017839 | 0.051939 | 4.1888e-05 | 0.017881 | 0.014699 | 3.3885e-05 | 3.4087e-05 | 3.3986e-05 | 0.017847 | 0.017881
0.017839 | 0.051939 | 4.1888e-05 | 0.017881 | 0.014699 | 3.3885e-05 | 3.4087e-05 | 3.3986e-05 | 0.017847 | 0.017881
0.017839 | 0.051939 | 4.1888e-05 | 0.017881 | 0.014699 | 3.3885e-05 | 3.4087e-05 | 3.3986e-05 | 0.017847 | 0.017881
0.017839 | 0.051939 | 4.1888e-05 | 0.017881 | 0.014699 | 3.3885e-05 | 3.4087e-05 | 3.3986e-05 | 0.017847 | 0.017881
0.017839 | 0.051939 | 4.1888e-05 | 0.017881 | 0.014699 | 3.3885e-05 | 3.4087e-05 | 3.3986e-05 | 0.017847 | 0.017881
0.017839 | 0.051939 | 4.1888e-05 | 0.017881 | 0.014699 | 3.3885e-05 | 3.4087e-05 | 3.3986e-05 | 0.017847 | 0.017881
Segment number | 60 | Length | 1 | feet
Est. water depth at upper end of segment | velocity | velocity head | total head | Hydraulic Radius | Friction slope | Friction slope | Friction head | Total head | Total head
y2 | V2 | hv2 | H2 | R2 | Sf2 | Sf1 | hf2 | H1 | H2*
(ft) | (ft/s) | (ft) | (ft) | (ft) | (ft/ft) | (ft/ft) | (ft) | (ft) | (ft)
0.046 | 0.020142 | 6.2999e-06 | 0.046006 | 0.02966 | 1.9991e-06 | 3.3885e-05 | 1.7942e-05 | 0.017881 | 0.017899
0.031946 | 0.029003 | 1.3062e-05 | 0.031959 | 0.023106 | 5.7818e-06 | 3.3885e-05 | 1.9833e-05 | 0.017881 | 0.017901
0.024917 | 0.037185 | 2.1471e-05 | 0.024939 | 0.019191 | 1.2173e-05 | 3.3885e-05 | 2.3029e-05 | 0.017881 | 0.017904
0.0214 | 0.043297 | 2.9109e-05 | 0.021429 | 0.017034 | 1.9345e-05 | 3.3885e-05 | 2.6615e-05 | 0.017881 | 0.017908
0.019639 | 0.047178 | 3.4562e-05 | 0.019674 | 0.0159 | 2.518e-05 | 3.3885e-05 | 2.9532e-05 | 0.017881 | 0.017911
0.018758 | 0.049395 | 3.7887e-05 | 0.018796 | 0.015317 | 2.9011e-05 | 3.3885e-05 | 3.1448e-05 | 0.017881 | 0.017913
0.018316 | 0.050586 | 3.9735e-05 | 0.018356 | 0.015021 | 3.1227e-05 | 3.3885e-05 | 3.2556e-05 | 0.017881 | 0.017914
0.018095 | 0.051204 | 4.0712e-05 | 0.018136 | 0.014872 | 3.2423e-05 | 3.3885e-05 | 3.3154e-05 | 0.017881 | 0.017914
0.017984 | 0.05152 | 4.1215e-05 | 0.018026 | 0.014797 | 3.3045e-05 | 3.3885e-05 | 3.3465e-05 | 0.017881 | 0.017915
0.017929 | 0.051679 | 4.1471e-05 | 0.01797 | 0.01476 | 3.3363e-05 | 3.3885e-05 | 3.3624e-05 | 0.017881 | 0.017915
0.017901 | 0.051759 | 4.16e-05 | 0.017943 | 0.014741 | 3.3524e-05 | 3.3885e-05 | 3.3704e-05 | 0.017881 | 0.017915
0.017887 | 0.051799 | 4.1664e-05 | 0.017929 | 0.014731 | 3.3605e-05 | 3.3885e-05 | 3.3745e-05 | 0.017881 | 0.017915
0.01788 | 0.05182 | 4.1697e-05 | 0.017922 | 0.014727 | 3.3645e-05 | 3.3885e-05 | 3.3765e-05 | 0.017881 | 0.017915
0.017877 | 0.05183 | 4.1713e-05 | 0.017918 | 0.014724 | 3.3666e-05 | 3.3885e-05 | 3.3775e-05 | 0.017881 | 0.017915
0.017875 | 0.051835 | 4.1721e-05 | 0.017917 | 0.014723 | 3.3676e-05 | 3.3885e-05 | 3.378e-05 | 0.017881 | 0.017915
0.017874 | 0.051837 | 4.1725e-05 | 0.017916 | 0.014723 | 3.3681e-05 | 3.3885e-05 | 3.3783e-05 | 0.017881 | 0.017915
0.017874 | 0.051839 | 4.1727e-05 | 0.017915 | 0.014722 | 3.3683e-05 | 3.3885e-05 | 3.3784e-05 | 0.017881 | 0.017915
0.017873 | 0.051839 | 4.1728e-05 | 0.017915 | 0.014722 | 3.3685e-05 | 3.3885e-05 | 3.3785e-05 | 0.017881 | 0.017915
0.017873 | 0.05184 | 4.1729e-05 | 0.017915 | 0.014722 | 3.3685e-05 | 3.3885e-05 | 3.3785e-05 | 0.017881 | 0.017915
0.017873 | 0.05184 | 4.1729e-05 | 0.017915 | 0.014722 | 3.3686e-05 | 3.3885e-05 | 3.3785e-05 | 0.017881 | 0.017915
0.017873 | 0.05184 | 4.1729e-05 | 0.017915 | 0.014722 | 3.3686e-05 | 3.3885e-05 | 3.3785e-05 | 0.017881 | 0.017915
0.017873 | 0.05184 | 4.1729e-05 | 0.017915 | 0.014722 | 3.3686e-05 | 3.3885e-05 | 3.3785e-05 | 0.017881 | 0.017915
0.017873 | 0.05184 | 4.1729e-05 | 0.017915 | 0.014722 | 3.3686e-05 | 3.3885e-05 | 3.3785e-05 | 0.017881 | 0.017915
0.017873 | 0.05184 | 4.1729e-05 | 0.017915 | 0.014722 | 3.3686e-05 | 3.3885e-05 | 3.3785e-05 | 0.017881 | 0.017915
0.017873 | 0.05184 | 4.1729e-05 | 0.017915 | 0.014722 | 3.3686e-05 | 3.3885e-05 | 3.3785e-05 | 0.017881 | 0.017915
0.017873 | 0.05184 | 4.1729e-05 | 0.017915 | 0.014722 | 3.3686e-05 | 3.3885e-05 | 3.3785e-05 | 0.017881 | 0.017915
0.017873 | 0.05184 | 4.1729e-05 | 0.017915 | 0.014722 | 3.3686e-05 | 3.3885e-05 | 3.3785e-05 | 0.017881 | 0.017915
0.017873 | 0.05184 | 4.1729e-05 | 0.017915 | 0.014722 | 3.3686e-05 | 3.3885e-05 | 3.3785e-05 | 0.017881 | 0.017915
Segment number | 61 | Length | 1 | feet
Est. water depth at upper end of segment | velocity | velocity head | total head | Hydraulic Radius | Friction slope | Friction slope | Friction head | Total head | Total head
y2 | V2 | hv2 | H2 | R2 | Sf2 | Sf1 | hf2 | H1 | H2*
(ft) | (ft/s) | (ft) | (ft) | (ft) | (ft/ft) | (ft/ft) | (ft) | (ft) | (ft)
0.046 | 0.020142 | 6.2999e-06 | 0.046006 | 0.02966 | 1.9991e-06 | 3.3686e-05 | 1.7843e-05 | 0.017915 | 0.017933
0.031963 | 0.028988 | 1.3048e-05 | 0.031976 | 0.023115 | 5.7728e-06 | 3.3686e-05 | 1.9729e-05 | 0.017915 | 0.017935
0.024942 | 0.037147 | 2.1427e-05 | 0.024964 | 0.019206 | 1.2136e-05 | 3.3686e-05 | 2.2911e-05 | 0.017915 | 0.017938
0.021429 | 0.043237 | 2.9029e-05 | 0.021459 | 0.017053 | 1.9264e-05 | 3.3686e-05 | 2.6475e-05 | 0.017915 | 0.017941
0.019671 | 0.047102 | 3.4451e-05 | 0.019705 | 0.01592 | 2.5055e-05 | 3.3686e-05 | 2.9371e-05 | 0.017915 | 0.017944
0.01879 | 0.04931 | 3.7755e-05 | 0.018828 | 0.015339 | 2.8855e-05 | 3.3686e-05 | 3.1271e-05 | 0.017915 | 0.017946
0.018349 | 0.050495 | 3.9592e-05 | 0.018389 | 0.015044 | 3.1053e-05 | 3.3686e-05 | 3.2369e-05 | 0.017915 | 0.017947
0.018129 | 0.05111 | 4.0562e-05 | 0.018169 | 0.014895 | 3.2238e-05 | 3.3686e-05 | 3.2962e-05 | 0.017915 | 0.017948
0.018018 | 0.051423 | 4.1062e-05 | 0.018059 | 0.01482 | 3.2855e-05 | 3.3686e-05 | 3.327e-05 | 0.017915 | 0.017948
0.017963 | 0.051582 | 4.1315e-05 | 0.018004 | 0.014783 | 3.317e-05 | 3.3686e-05 | 3.3428e-05 | 0.017915 | 0.017948
0.017935 | 0.051662 | 4.1443e-05 | 0.017976 | 0.014764 | 3.3329e-05 | 3.3686e-05 | 3.3507e-05 | 0.017915 | 0.017949
0.017921 | 0.051702 | 4.1508e-05 | 0.017962 | 0.014754 | 3.3409e-05 | 3.3686e-05 | 3.3547e-05 | 0.017915 | 0.017949
0.017914 | 0.051722 | 4.154e-05 | 0.017956 | 0.01475 | 3.3449e-05 | 3.3686e-05 | 3.3568e-05 | 0.017915 | 0.017949
0.017911 | 0.051732 | 4.1556e-05 | 0.017952 | 0.014747 | 3.3469e-05 | 3.3686e-05 | 3.3578e-05 | 0.017915 | 0.017949
0.017909 | 0.051737 | 4.1564e-05 | 0.01795 | 0.014746 | 3.348e-05 | 3.3686e-05 | 3.3583e-05 | 0.017915 | 0.017949
0.017908 | 0.05174 | 4.1568e-05 | 0.017949 | 0.014745 | 3.3485e-05 | 3.3686e-05 | 3.3585e-05 | 0.017915 | 0.017949
0.017907 | 0.051741 | 4.157e-05 | 0.017949 | 0.014745 | 3.3487e-05 | 3.3686e-05 | 3.3587e-05 | 0.017915 | 0.017949
0.017907 | 0.051742 | 4.1571e-05 | 0.017949 | 0.014745 | 3.3488e-05 | 3.3686e-05 | 3.3587e-05 | 0.017915 | 0.017949
0.017907 | 0.051742 | 4.1572e-05 | 0.017949 | 0.014745 | 3.3489e-05 | 3.3686e-05 | 3.3587e-05 | 0.017915 | 0.017949
0.017907 | 0.051742 | 4.1572e-05 | 0.017949 | 0.014745 | 3.3489e-05 | 3.3686e-05 | 3.3588e-05 | 0.017915 | 0.017949
0.017907 | 0.051742 | 4.1572e-05 | 0.017949 | 0.014745 | 3.349e-05 | 3.3686e-05 | 3.3588e-05 | 0.017915 | 0.017949
0.017907 | 0.051742 | 4.1572e-05 | 0.017949 | 0.014745 | 3.349e-05 | 3.3686e-05 | 3.3588e-05 | 0.017915 | 0.017949
0.017907 | 0.051742 | 4.1572e-05 | 0.017949 | 0.014745 | 3.349e-05 | 3.3686e-05 | 3.3588e-05 | 0.017915 | 0.017949
0.017907 | 0.051742 | 4.1572e-05 | 0.017949 | 0.014745 | 3.349e-05 | 3.3686e-05 | 3.3588e-05 | 0.017915 | 0.017949
0.017907 | 0.051742 | 4.1572e-05 | 0.017949 | 0.014745 | 3.349e-05 | 3.3686e-05 | 3.3588e-05 | 0.017915 | 0.017949
0.017907 | 0.051742 | 4.1572e-05 | 0.017949 | 0.014745 | 3.349e-05 | 3.3686e-05 | 3.3588e-05 | 0.017915 | 0.017949
0.017907 | 0.051742 | 4.1572e-05 | 0.017949 | 0.014745 | 3.349e-05 | 3.3686e-05 | 3.3588e-05 | 0.017915 | 0.017949
0.017907 | 0.051742 | 4.1572e-05 | 0.017949 | 0.014745 | 3.349e-05 | 3.3686e-05 | 3.3588e-05 | 0.017915 | 0.017949
Segment number | 62 | Length | 1 | feet
Est. water depth at upper end of segment | velocity | velocity head | total head | Hydraulic Radius | Friction slope | Friction slope | Friction head | Total head | Total head
y2 | V2 | hv2 | H2 | R2 | Sf2 | Sf1 | hf2 | H1 | H2*
(ft) | (ft/s) | (ft) | (ft) | (ft) | (ft/ft) | (ft/ft) | (ft) | (ft) | (ft)
0.046 | 0.020142 | 6.2999e-06 | 0.046006 | 0.02966 | 1.9991e-06 | 3.349e-05 | 1.7744e-05 | 0.017949 | 0.017966
0.03198 | 0.028973 | 1.3034e-05 | 0.031993 | 0.023124 | 5.7638e-06 | 3.349e-05 | 1.9627e-05 | 0.017949 | 0.017968
0.024968 | 0.03711 | 2.1384e-05 | 0.024989 | 0.01922 | 1.2099e-05 | 3.349e-05 | 2.2794e-05 | 0.017949 | 0.017971
0.021459 | 0.043178 | 2.8949e-05 | 0.021488 | 0.017072 | 1.9183e-05 | 3.349e-05 | 2.6337e-05 | 0.017949 | 0.017975
0.019702 | 0.047027 | 3.4341e-05 | 0.019737 | 0.015941 | 2.4933e-05 | 3.349e-05 | 2.9211e-05 | 0.017949 | 0.017978
0.018823 | 0.049224 | 3.7625e-05 | 0.018861 | 0.01536 | 2.8702e-05 | 3.349e-05 | 3.1096e-05 | 0.017949 | 0.01798
0.018382 | 0.050404 | 3.945e-05 | 0.018422 | 0.015066 | 3.0881e-05 | 3.349e-05 | 3.2185e-05 | 0.017949 | 0.017981
0.018162 | 0.051016 | 4.0414e-05 | 0.018202 | 0.014917 | 3.2056e-05 | 3.349e-05 | 3.2773e-05 | 0.017949 | 0.017981
0.018051 | 0.051328 | 4.091e-05 | 0.018092 | 0.014843 | 3.2667e-05 | 3.349e-05 | 3.3078e-05 | 0.017949 | 0.017982
0.017996 | 0.051486 | 4.1162e-05 | 0.018037 | 0.014805 | 3.2979e-05 | 3.349e-05 | 3.3234e-05 | 0.017949 | 0.017982
0.017968 | 0.051566 | 4.1289e-05 | 0.01801 | 0.014786 | 3.3137e-05 | 3.349e-05 | 3.3313e-05 | 0.017949 | 0.017982
0.017954 | 0.051605 | 4.1353e-05 | 0.017996 | 0.014777 | 3.3216e-05 | 3.349e-05 | 3.3353e-05 | 0.017949 | 0.017982
0.017948 | 0.051625 | 4.1385e-05 | 0.017989 | 0.014772 | 3.3256e-05 | 3.349e-05 | 3.3373e-05 | 0.017949 | 0.017982
0.017944 | 0.051635 | 4.1401e-05 | 0.017985 | 0.01477 | 3.3276e-05 | 3.349e-05 | 3.3383e-05 | 0.017949 | 0.017982
0.017942 | 0.05164 | 4.1409e-05 | 0.017984 | 0.014769 | 3.3286e-05 | 3.349e-05 | 3.3388e-05 | 0.017949 | 0.017982
0.017941 | 0.051643 | 4.1413e-05 | 0.017983 | 0.014768 | 3.3291e-05 | 3.349e-05 | 3.339e-05 | 0.017949 | 0.017982
0.017941 | 0.051644 | 4.1415e-05 | 0.017982 | 0.014768 | 3.3294e-05 | 3.349e-05 | 3.3392e-05 | 0.017949 | 0.017982
0.017941 | 0.051645 | 4.1416e-05 | 0.017982 | 0.014768 | 3.3295e-05 | 3.349e-05 | 3.3392e-05 | 0.017949 | 0.017982
0.017941 | 0.051645 | 4.1416e-05 | 0.017982 | 0.014768 | 3.3295e-05 | 3.349e-05 | 3.3393e-05 | 0.017949 | 0.017982
0.017941 | 0.051645 | 4.1417e-05 | 0.017982 | 0.014768 | 3.3296e-05 | 3.349e-05 | 3.3393e-05 | 0.017949 | 0.017982
0.017941 | 0.051645 | 4.1417e-05 | 0.017982 | 0.014768 | 3.3296e-05 | 3.349e-05 | 3.3393e-05 | 0.017949 | 0.017982
0.017941 | 0.051645 | 4.1417e-05 | 0.017982 | 0.014768 | 3.3296e-05 | 3.349e-05 | 3.3393e-05 | 0.017949 | 0.017982
0.017941 | 0.051645 | 4.1417e-05 | 0.017982 | 0.014768 | 3.3296e-05 | 3.349e-05 | 3.3393e-05 | 0.017949 | 0.017982
0.017941 | 0.051645 | 4.1417e-05 | 0.017982 | 0.014768 | 3.3296e-05 | 3.349e-05 | 3.3393e-05 | 0.017949 | 0.017982
0.017941 | 0.051645 | 4.1417e-05 | 0.017982 | 0.014768 | 3.3296e-05 | 3.349e-05 | 3.3393e-05 | 0.017949 | 0.017982
0.017941 | 0.051645 | 4.1417e-05 | 0.017982 | 0.014768 | 3.3296e-05 | 3.349e-05 | 3.3393e-05 | 0.017949 | 0.017982
0.017941 | 0.051645 | 4.1417e-05 | 0.017982 | 0.014768 | 3.3296e-05 | 3.349e-05 | 3.3393e-05 | 0.017949 | 0.017982
0.017941 | 0.051645 | 4.1417e-05 | 0.017982 | 0.014768 | 3.3296e-05 | 3.349e-05 | 3.3393e-05 | 0.017949 | 0.017982
Segment number | 63 | Length | 1 | feet
Est. water depth at upper end of segment | velocity | velocity head | total head | Hydraulic Radius | Friction slope | Friction slope | Friction head | Total head | Total head
y2 | V2 | hv2 | H2 | R2 | Sf2 | Sf1 | hf2 | H1 | H2*
(ft) | (ft/s) | (ft) | (ft) | (ft) | (ft/ft) | (ft/ft) | (ft) | (ft) | (ft)
0.046 | 0.020142 | 6.2999e-06 | 0.046006 | 0.02966 | 1.9991e-06 | 3.3296e-05 | 1.7648e-05 | 0.017982 | 0.018
0.031997 | 0.028958 | 1.3021e-05 | 0.03201 | 0.023132 | 5.7549e-06 | 3.3296e-05 | 1.9526e-05 | 0.017982 | 0.018002
0.024993 | 0.037073 | 2.1342e-05 | 0.025014 | 0.019235 | 1.2062e-05 | 3.3296e-05 | 2.2679e-05 | 0.017982 | 0.018005
0.021488 | 0.043119 | 2.8871e-05 | 0.021517 | 0.01709 | 1.9104e-05 | 3.3296e-05 | 2.62e-05 | 0.017982 | 0.018008
0.019734 | 0.046953 | 3.4232e-05 | 0.019768 | 0.015961 | 2.4811e-05 | 3.3296e-05 | 2.9054e-05 | 0.017982 | 0.018011
0.018855 | 0.04914 | 3.7496e-05 | 0.018893 | 0.015382 | 2.855e-05 | 3.3296e-05 | 3.0923e-05 | 0.017982 | 0.018013
0.018415 | 0.050314 | 3.9309e-05 | 0.018455 | 0.015088 | 3.0711e-05 | 3.3296e-05 | 3.2003e-05 | 0.017982 | 0.018014
0.018195 | 0.050923 | 4.0267e-05 | 0.018235 | 0.01494 | 3.1876e-05 | 3.3296e-05 | 3.2586e-05 | 0.017982 | 0.018015
0.018085 | 0.051234 | 4.076e-05 | 0.018125 | 0.014865 | 3.2482e-05 | 3.3296e-05 | 3.2889e-05 | 0.017982 | 0.018015
0.018029 | 0.051391 | 4.101e-05 | 0.01807 | 0.014828 | 3.2791e-05 | 3.3296e-05 | 3.3043e-05 | 0.017982 | 0.018015
0.018002 | 0.05147 | 4.1136e-05 | 0.018043 | 0.014809 | 3.2947e-05 | 3.3296e-05 | 3.3122e-05 | 0.017982 | 0.018015
0.017988 | 0.05151 | 4.12e-05 | 0.018029 | 0.0148 | 3.3026e-05 | 3.3296e-05 | 3.3161e-05 | 0.017982 | 0.018015
0.017981 | 0.05153 | 4.1231e-05 | 0.018022 | 0.014795 | 3.3065e-05 | 3.3296e-05 | 3.3181e-05 | 0.017982 | 0.018015
0.017977 | 0.05154 | 4.1247e-05 | 0.018019 | 0.014793 | 3.3085e-05 | 3.3296e-05 | 3.3191e-05 | 0.017982 | 0.018015
0.017976 | 0.051545 | 4.1255e-05 | 0.018017 | 0.014791 | 3.3095e-05 | 3.3296e-05 | 3.3196e-05 | 0.017982 | 0.018015
0.017975 | 0.051547 | 4.1259e-05 | 0.018016 | 0.014791 | 3.31e-05 | 3.3296e-05 | 3.3198e-05 | 0.017982 | 0.018015
0.017974 | 0.051548 | 4.1261e-05 | 0.018016 | 0.014791 | 3.3103e-05 | 3.3296e-05 | 3.3199e-05 | 0.017982 | 0.018015
0.017974 | 0.051549 | 4.1262e-05 | 0.018015 | 0.01479 | 3.3104e-05 | 3.3296e-05 | 3.32e-05 | 0.017982 | 0.018015
0.017974 | 0.051549 | 4.1263e-05 | 0.018015 | 0.01479 | 3.3104e-05 | 3.3296e-05 | 3.32e-05 | 0.017982 | 0.018015
0.017974 | 0.051549 | 4.1263e-05 | 0.018015 | 0.01479 | 3.3105e-05 | 3.3296e-05 | 3.32e-05 | 0.017982 | 0.018015
0.017974 | 0.05155 | 4.1263e-05 | 0.018015 | 0.01479 | 3.3105e-05 | 3.3296e-05 | 3.3201e-05 | 0.017982 | 0.018015
0.017974 | 0.05155 | 4.1263e-05 | 0.018015 | 0.01479 | 3.3105e-05 | 3.3296e-05 | 3.3201e-05 | 0.017982 | 0.018015
0.017974 | 0.05155 | 4.1263e-05 | 0.018015 | 0.01479 | 3.3105e-05 | 3.3296e-05 | 3.3201e-05 | 0.017982 | 0.018015
0.017974 | 0.05155 | 4.1263e-05 | 0.018015 | 0.01479 | 3.3105e-05 | 3.3296e-05 | 3.3201e-05 | 0.017982 | 0.018015
0.017974 | 0.05155 | 4.1263e-05 | 0.018015 | 0.01479 | 3.3105e-05 | 3.3296e-05 | 3.3201e-05 | 0.017982 | 0.018015
0.017974 | 0.05155 | 4.1263e-05 | 0.018015 | 0.01479 | 3.3105e-05 | 3.3296e-05 | 3.3201e-05 | 0.017982 | 0.018015
0.017974 | 0.05155 | 4.1263e-05 | 0.018015 | 0.01479 | 3.3105e-05 | 3.3296e-05 | 3.3201e-05 | 0.017982 | 0.018015
0.017974 | 0.05155 | 4.1263e-05 | 0.018015 | 0.01479 | 3.3105e-05 | 3.3296e-05 | 3.3201e-05 | 0.017982 | 0.018015
Segment number | 64 | Length | 1 | feet
Est. water depth at upper end of segment | velocity | velocity head | total head | Hydraulic Radius | Friction slope | Friction slope | Friction head | Total head | Total head
y2 | V2 | hv2 | H2 | R2 | Sf2 | Sf1 | hf2 | H1 | H2*
(ft) | (ft/s) | (ft) | (ft) | (ft) | (ft/ft) | (ft/ft) | (ft) | (ft) | (ft)
0.046 | 0.020142 | 6.2999e-06 | 0.046006 | 0.02966 | 1.9991e-06 | 3.3105e-05 | 1.7552e-05 | 0.018015 | 0.018033
0.032013 | 0.028943 | 1.3007e-05 | 0.032026 | 0.023141 | 5.7461e-06 | 3.3105e-05 | 1.9426e-05 | 0.018015 | 0.018035
0.025017 | 0.037036 | 2.1299e-05 | 0.025039 | 0.01925 | 1.2026e-05 | 3.3105e-05 | 2.2566e-05 | 0.018015 | 0.018038
0.021517 | 0.043061 | 2.8793e-05 | 0.021546 | 0.017108 | 1.9025e-05 | 3.3105e-05 | 2.6065e-05 | 0.018015 | 0.018041
0.019765 | 0.046879 | 3.4125e-05 | 0.019799 | 0.015982 | 2.4691e-05 | 3.3105e-05 | 2.8898e-05 | 0.018015 | 0.018044
0.018887 | 0.049057 | 3.7369e-05 | 0.018925 | 0.015403 | 2.8401e-05 | 3.3105e-05 | 3.0753e-05 | 0.018015 | 0.018046
0.018448 | 0.050225 | 3.917e-05 | 0.018487 | 0.01511 | 3.0543e-05 | 3.3105e-05 | 3.1824e-05 | 0.018015 | 0.018047
0.018228 | 0.050831 | 4.0122e-05 | 0.018268 | 0.014962 | 3.1698e-05 | 3.3105e-05 | 3.2402e-05 | 0.018015 | 0.018048
0.018118 | 0.051141 | 4.0611e-05 | 0.018158 | 0.014887 | 3.2299e-05 | 3.3105e-05 | 3.2702e-05 | 0.018015 | 0.018048
0.018062 | 0.051297 | 4.086e-05 | 0.018103 | 0.01485 | 3.2605e-05 | 3.3105e-05 | 3.2855e-05 | 0.018015 | 0.018048
0.018035 | 0.051376 | 4.0985e-05 | 0.018076 | 0.014831 | 3.276e-05 | 3.3105e-05 | 3.2933e-05 | 0.018015 | 0.018048
0.018021 | 0.051415 | 4.1048e-05 | 0.018062 | 0.014822 | 3.2838e-05 | 3.3105e-05 | 3.2972e-05 | 0.018015 | 0.018048
0.018014 | 0.051435 | 4.108e-05 | 0.018055 | 0.014817 | 3.2877e-05 | 3.3105e-05 | 3.2991e-05 | 0.018015 | 0.018048
0.018011 | 0.051445 | 4.1096e-05 | 0.018052 | 0.014815 | 3.2897e-05 | 3.3105e-05 | 3.3001e-05 | 0.018015 | 0.018048
0.018009 | 0.05145 | 4.1104e-05 | 0.01805 | 0.014814 | 3.2907e-05 | 3.3105e-05 | 3.3006e-05 | 0.018015 | 0.018048
0.018008 | 0.051452 | 4.1108e-05 | 0.018049 | 0.014813 | 3.2912e-05 | 3.3105e-05 | 3.3008e-05 | 0.018015 | 0.018048
0.018008 | 0.051453 | 4.111e-05 | 0.018049 | 0.014813 | 3.2914e-05 | 3.3105e-05 | 3.301e-05 | 0.018015 | 0.018048
0.018007 | 0.051454 | 4.1111e-05 | 0.018048 | 0.014813 | 3.2915e-05 | 3.3105e-05 | 3.301e-05 | 0.018015 | 0.018048
0.018007 | 0.051454 | 4.1111e-05 | 0.018048 | 0.014813 | 3.2916e-05 | 3.3105e-05 | 3.3011e-05 | 0.018015 | 0.018048
0.018007 | 0.051455 | 4.1111e-05 | 0.018048 | 0.014813 | 3.2916e-05 | 3.3105e-05 | 3.3011e-05 | 0.018015 | 0.018048
0.018007 | 0.051455 | 4.1111e-05 | 0.018048 | 0.014813 | 3.2917e-05 | 3.3105e-05 | 3.3011e-05 | 0.018015 | 0.018048
0.018007 | 0.051455 | 4.1111e-05 | 0.018048 | 0.014813 | 3.2917e-05 | 3.3105e-05 | 3.3011e-05 | 0.018015 | 0.018048
0.018007 | 0.051455 | 4.1112e-05 | 0.018048 | 0.014813 | 3.2917e-05 | 3.3105e-05 | 3.3011e-05 | 0.018015 | 0.018048
0.018007 | 0.051455 | 4.1112e-05 | 0.018048 | 0.014813 | 3.2917e-05 | 3.3105e-05 | 3.3011e-05 | 0.018015 | 0.018048
0.018007 | 0.051455 | 4.1112e-05 | 0.018048 | 0.014813 | 3.2917e-05 | 3.3105e-05 | 3.3011e-05 | 0.018015 | 0.018048
0.018007 | 0.051455 | 4.1112e-05 | 0.018048 | 0.014813 | 3.2917e-05 | 3.3105e-05 | 3.3011e-05 | 0.018015 | 0.018048
0.018007 | 0.051455 | 4.1112e-05 | 0.018048 | 0.014813 | 3.2917e-05 | 3.3105e-05 | 3.3011e-05 | 0.018015 | 0.018048
0.018007 | 0.051455 | 4.1112e-05 | 0.018048 | 0.014813 | 3.2917e-05 | 3.3105e-05 | 3.3011e-05 | 0.018015 | 0.018048
Segment number | 65 | Length | 1 | feet
Est. water depth at upper end of segment | velocity | velocity head | total head | Hydraulic Radius | Friction slope | Friction slope | Friction head | Total head | Total head
y2 | V2 | hv2 | H2 | R2 | Sf2 | Sf1 | hf2 | H1 | H2*
(ft) | (ft/s) | (ft) | (ft) | (ft) | (ft/ft) | (ft/ft) | (ft) | (ft) | (ft)
0.046 | 0.020142 | 6.2999e-06 | 0.046006 | 0.02966 | 1.9991e-06 | 3.2917e-05 | 1.7458e-05 | 0.018048 | 0.018066
0.03203 | 0.028928 | 1.2994e-05 | 0.032043 | 0.02315 | 5.7374e-06 | 3.2917e-05 | 1.9327e-05 | 0.018048 | 0.018068
0.025042 | 0.037 | 2.1257e-05 | 0.025063 | 0.019265 | 1.199e-05 | 3.2917e-05 | 2.2454e-05 | 0.018048 | 0.018071
0.021546 | 0.043004 | 2.8716e-05 | 0.021574 | 0.017127 | 1.8948e-05 | 3.2917e-05 | 2.5932e-05 | 0.018048 | 0.018074
0.019796 | 0.046806 | 3.4018e-05 | 0.01983 | 0.016002 | 2.4573e-05 | 3.2917e-05 | 2.8745e-05 | 0.018048 | 0.018077
0.018919 | 0.048974 | 3.7243e-05 | 0.018956 | 0.015424 | 2.8253e-05 | 3.2917e-05 | 3.0585e-05 | 0.018048 | 0.018079
0.01848 | 0.050137 | 3.9033e-05 | 0.018519 | 0.015131 | 3.0378e-05 | 3.2917e-05 | 3.1647e-05 | 0.018048 | 0.01808
0.018261 | 0.05074 | 3.9978e-05 | 0.018301 | 0.014984 | 3.1523e-05 | 3.2917e-05 | 3.222e-05 | 0.018048 | 0.01808
0.018151 | 0.051048 | 4.0464e-05 | 0.018191 | 0.01491 | 3.2118e-05 | 3.2917e-05 | 3.2517e-05 | 0.018048 | 0.018081
0.018095 | 0.051204 | 4.0711e-05 | 0.018136 | 0.014872 | 3.2422e-05 | 3.2917e-05 | 3.2669e-05 | 0.018048 | 0.018081
0.018068 | 0.051282 | 4.0836e-05 | 0.018109 | 0.014854 | 3.2576e-05 | 3.2917e-05 | 3.2746e-05 | 0.018048 | 0.018081
0.018054 | 0.051321 | 4.0898e-05 | 0.018095 | 0.014844 | 3.2653e-05 | 3.2917e-05 | 3.2785e-05 | 0.018048 | 0.018081
0.018047 | 0.051341 | 4.093e-05 | 0.018088 | 0.01484 | 3.2692e-05 | 3.2917e-05 | 3.2804e-05 | 0.018048 | 0.018081
0.018044 | 0.051351 | 4.0946e-05 | 0.018084 | 0.014837 | 3.2711e-05 | 3.2917e-05 | 3.2814e-05 | 0.018048 | 0.018081
0.018042 | 0.051356 | 4.0953e-05 | 0.018083 | 0.014836 | 3.2721e-05 | 3.2917e-05 | 3.2819e-05 | 0.018048 | 0.018081
0.018041 | 0.051358 | 4.0957e-05 | 0.018082 | 0.014836 | 3.2726e-05 | 3.2917e-05 | 3.2821e-05 | 0.018048 | 0.018081
0.01804 | 0.051359 | 4.0959e-05 | 0.018081 | 0.014835 | 3.2728e-05 | 3.2917e-05 | 3.2822e-05 | 0.018048 | 0.018081
0.01804 | 0.05136 | 4.096e-05 | 0.018081 | 0.014835 | 3.2729e-05 | 3.2917e-05 | 3.2823e-05 | 0.018048 | 0.018081
0.01804 | 0.05136 | 4.0961e-05 | 0.018081 | 0.014835 | 3.273e-05 | 3.2917e-05 | 3.2823e-05 | 0.018048 | 0.018081
0.01804 | 0.05136 | 4.0961e-05 | 0.018081 | 0.014835 | 3.273e-05 | 3.2917e-05 | 3.2824e-05 | 0.018048 | 0.018081
0.01804 | 0.051361 | 4.0961e-05 | 0.018081 | 0.014835 | 3.2731e-05 | 3.2917e-05 | 3.2824e-05 | 0.018048 | 0.018081
0.01804 | 0.051361 | 4.0961e-05 | 0.018081 | 0.014835 | 3.2731e-05 | 3.2917e-05 | 3.2824e-05 | 0.018048 | 0.018081
0.01804 | 0.051361 | 4.0961e-05 | 0.018081 | 0.014835 | 3.2731e-05 | 3.2917e-05 | 3.2824e-05 | 0.018048 | 0.018081
0.01804 | 0.051361 | 4.0961e-05 | 0.018081 | 0.014835 | 3.2731e-05 | 3.2917e-05 | 3.2824e-05 | 0.018048 | 0.018081
0.01804 | 0.051361 | 4.0961e-05 | 0.018081 | 0.014835 | 3.2731e-05 | 3.2917e-05 | 3.2824e-05 | 0.018048 | 0.018081
0.01804 | 0.051361 | 4.0961e-05 | 0.018081 | 0.014835 | 3.2731e-05 | 3.2917e-05 | 3.2824e-05 | 0.018048 | 0.018081
0.01804 | 0.051361 | 4.0961e-05 | 0.018081 | 0.014835 | 3.2731e-05 | 3.2917e-05 | 3.2824e-05 | 0.018048 | 0.018081
0.01804 | 0.051361 | 4.0961e-05 | 0.018081 | 0.014835 | 3.2731e-05 | 3.2917e-05 | 3.2824e-05 | 0.018048 | 0.018081
Segment number | 66 | Length | 1 | feet
Est. water depth at upper end of segment | velocity | velocity head | total head | Hydraulic Radius | Friction slope | Friction slope | Friction head | Total head | Total head
y2 | V2 | hv2 | H2 | R2 | Sf2 | Sf1 | hf2 | H1 | H2*
(ft) | (ft/s) | (ft) | (ft) | (ft) | (ft/ft) | (ft/ft) | (ft) | (ft) | (ft)
0.046 | 0.020142 | 6.2999e-06 | 0.046006 | 0.02966 | 1.9991e-06 | 3.2731e-05 | 1.7365e-05 | 0.018081 | 0.018098
0.032046 | 0.028913 | 1.2981e-05 | 0.032059 | 0.023158 | 5.7287e-06 | 3.2731e-05 | 1.923e-05 | 0.018081 | 0.0181
0.025067 | 0.036963 | 2.1216e-05 | 0.025088 | 0.019279 | 1.1955e-05 | 3.2731e-05 | 2.2343e-05 | 0.018081 | 0.018103
0.021574 | 0.042947 | 2.864e-05 | 0.021603 | 0.017145 | 1.8871e-05 | 3.2731e-05 | 2.5801e-05 | 0.018081 | 0.018107
0.019826 | 0.046733 | 3.3913e-05 | 0.01986 | 0.016022 | 2.4456e-05 | 3.2731e-05 | 2.8593e-05 | 0.018081 | 0.01811
0.018951 | 0.048892 | 3.7118e-05 | 0.018988 | 0.015446 | 2.8107e-05 | 3.2731e-05 | 3.0419e-05 | 0.018081 | 0.018111
0.018513 | 0.050049 | 3.8897e-05 | 0.018552 | 0.015153 | 3.0214e-05 | 3.2731e-05 | 3.1472e-05 | 0.018081 | 0.018112
0.018293 | 0.05065 | 3.9836e-05 | 0.018333 | 0.015006 | 3.135e-05 | 3.2731e-05 | 3.204e-05 | 0.018081 | 0.018113
0.018183 | 0.050956 | 4.0319e-05 | 0.018223 | 0.014932 | 3.194e-05 | 3.2731e-05 | 3.2335e-05 | 0.018081 | 0.018113
0.018128 | 0.051111 | 4.0564e-05 | 0.018169 | 0.014894 | 3.2241e-05 | 3.2731e-05 | 3.2486e-05 | 0.018081 | 0.018114
0.018101 | 0.051189 | 4.0688e-05 | 0.018141 | 0.014876 | 3.2393e-05 | 3.2731e-05 | 3.2562e-05 | 0.018081 | 0.018114
0.018087 | 0.051228 | 4.075e-05 | 0.018127 | 0.014867 | 3.247e-05 | 3.2731e-05 | 3.26e-05 | 0.018081 | 0.018114
0.01808 | 0.051248 | 4.0782e-05 | 0.018121 | 0.014862 | 3.2509e-05 | 3.2731e-05 | 3.262e-05 | 0.018081 | 0.018114
0.018076 | 0.051258 | 4.0797e-05 | 0.018117 | 0.014859 | 3.2528e-05 | 3.2731e-05 | 3.2629e-05 | 0.018081 | 0.018114
0.018075 | 0.051262 | 4.0805e-05 | 0.018115 | 0.014858 | 3.2538e-05 | 3.2731e-05 | 3.2634e-05 | 0.018081 | 0.018114
0.018074 | 0.051265 | 4.0809e-05 | 0.018115 | 0.014858 | 3.2542e-05 | 3.2731e-05 | 3.2637e-05 | 0.018081 | 0.018114
0.018073 | 0.051266 | 4.0811e-05 | 0.018114 | 0.014857 | 3.2545e-05 | 3.2731e-05 | 3.2638e-05 | 0.018081 | 0.018114
0.018073 | 0.051267 | 4.0812e-05 | 0.018114 | 0.014857 | 3.2546e-05 | 3.2731e-05 | 3.2638e-05 | 0.018081 | 0.018114
0.018073 | 0.051267 | 4.0812e-05 | 0.018114 | 0.014857 | 3.2547e-05 | 3.2731e-05 | 3.2639e-05 | 0.018081 | 0.018114
0.018073 | 0.051267 | 4.0813e-05 | 0.018114 | 0.014857 | 3.2547e-05 | 3.2731e-05 | 3.2639e-05 | 0.018081 | 0.018114
0.018073 | 0.051267 | 4.0813e-05 | 0.018114 | 0.014857 | 3.2547e-05 | 3.2731e-05 | 3.2639e-05 | 0.018081 | 0.018114
0.018073 | 0.051267 | 4.0813e-05 | 0.018114 | 0.014857 | 3.2547e-05 | 3.2731e-05 | 3.2639e-05 | 0.018081 | 0.018114
0.018073 | 0.051267 | 4.0813e-05 | 0.018114 | 0.014857 | 3.2547e-05 | 3.2731e-05 | 3.2639e-05 | 0.018081 | 0.018114
0.018073 | 0.051267 | 4.0813e-05 | 0.018114 | 0.014857 | 3.2547e-05 | 3.2731e-05 | 3.2639e-05 | 0.018081 | 0.018114
0.018073 | 0.051267 | 4.0813e-05 | 0.018114 | 0.014857 | 3.2547e-05 | 3.2731e-05 | 3.2639e-05 | 0.018081 | 0.018114
0.018073 | 0.051267 | 4.0813e-05 | 0.018114 | 0.014857 | 3.2547e-05 | 3.2731e-05 | 3.2639e-05 | 0.018081 | 0.018114
0.018073 | 0.051267 | 4.0813e-05 | 0.018114 | 0.014857 | 3.2547e-05 | 3.2731e-05 | 3.2639e-05 | 0.018081 | 0.018114
0.018073 | 0.051267 | 4.0813e-05 | 0.018114 | 0.014857 | 3.2547e-05 | 3.2731e-05 | 3.2639e-05 | 0.018081 | 0.018114
Segment number | 67 | Length | 1 | feet
Est. water depth at upper end of segment | velocity | velocity head | total head | Hydraulic Radius | Friction slope | Friction slope | Friction head | Total head | Total head
y2 | V2 | hv2 | H2 | R2 | Sf2 | Sf1 | hf2 | H1 | H2*
(ft) | (ft/s) | (ft) | (ft) | (ft) | (ft/ft) | (ft/ft) | (ft) | (ft) | (ft)
0.046 | 0.020142 | 6.2999e-06 | 0.046006 | 0.02966 | 1.9991e-06 | 3.2547e-05 | 1.7273e-05 | 0.018114 | 0.018131
0.032062 | 0.028898 | 1.2968e-05 | 0.032075 | 0.023167 | 5.7201e-06 | 3.2547e-05 | 1.9134e-05 | 0.018114 | 0.018133
0.025091 | 0.036927 | 2.1174e-05 | 0.025112 | 0.019294 | 1.192e-05 | 3.2547e-05 | 2.2233e-05 | 0.018114 | 0.018136
0.021603 | 0.04289 | 2.8564e-05 | 0.021631 | 0.017163 | 1.8795e-05 | 3.2547e-05 | 2.5671e-05 | 0.018114 | 0.018139
0.019857 | 0.046661 | 3.3809e-05 | 0.019891 | 0.016042 | 2.434e-05 | 3.2547e-05 | 2.8444e-05 | 0.018114 | 0.018142
0.018983 | 0.048811 | 3.6995e-05 | 0.01902 | 0.015466 | 2.7963e-05 | 3.2547e-05 | 3.0255e-05 | 0.018114 | 0.018144
0.018545 | 0.049963 | 3.8762e-05 | 0.018584 | 0.015175 | 3.0053e-05 | 3.2547e-05 | 3.13e-05 | 0.018114 | 0.018145
0.018325 | 0.050561 | 3.9695e-05 | 0.018365 | 0.015027 | 3.1179e-05 | 3.2547e-05 | 3.1863e-05 | 0.018114 | 0.018146
0.018216 | 0.050866 | 4.0175e-05 | 0.018256 | 0.014954 | 3.1764e-05 | 3.2547e-05 | 3.2156e-05 | 0.018114 | 0.018146
0.018161 | 0.05102 | 4.0419e-05 | 0.018201 | 0.014916 | 3.2063e-05 | 3.2547e-05 | 3.2305e-05 | 0.018114 | 0.018146
0.018133 | 0.051097 | 4.0542e-05 | 0.018174 | 0.014898 | 3.2214e-05 | 3.2547e-05 | 3.238e-05 | 0.018114 | 0.018146
0.018119 | 0.051136 | 4.0604e-05 | 0.01816 | 0.014889 | 3.229e-05 | 3.2547e-05 | 3.2418e-05 | 0.018114 | 0.018146
0.018112 | 0.051156 | 4.0635e-05 | 0.018153 | 0.014884 | 3.2328e-05 | 3.2547e-05 | 3.2438e-05 | 0.018114 | 0.018146
0.018109 | 0.051165 | 4.065e-05 | 0.01815 | 0.014882 | 3.2347e-05 | 3.2547e-05 | 3.2447e-05 | 0.018114 | 0.018146
0.018107 | 0.05117 | 4.0658e-05 | 0.018148 | 0.01488 | 3.2357e-05 | 3.2547e-05 | 3.2452e-05 | 0.018114 | 0.018146
0.018106 | 0.051173 | 4.0662e-05 | 0.018147 | 0.01488 | 3.2361e-05 | 3.2547e-05 | 3.2454e-05 | 0.018114 | 0.018146
0.018106 | 0.051174 | 4.0664e-05 | 0.018147 | 0.014879 | 3.2364e-05 | 3.2547e-05 | 3.2455e-05 | 0.018114 | 0.018146
0.018106 | 0.051174 | 4.0665e-05 | 0.018146 | 0.014879 | 3.2365e-05 | 3.2547e-05 | 3.2456e-05 | 0.018114 | 0.018146
0.018106 | 0.051175 | 4.0666e-05 | 0.018146 | 0.014879 | 3.2366e-05 | 3.2547e-05 | 3.2456e-05 | 0.018114 | 0.018146
0.018106 | 0.051175 | 4.0666e-05 | 0.018146 | 0.014879 | 3.2366e-05 | 3.2547e-05 | 3.2457e-05 | 0.018114 | 0.018146
0.018105 | 0.051175 | 4.0666e-05 | 0.018146 | 0.014879 | 3.2366e-05 | 3.2547e-05 | 3.2457e-05 | 0.018114 | 0.018146
0.018105 | 0.051175 | 4.0666e-05 | 0.018146 | 0.014879 | 3.2366e-05 | 3.2547e-05 | 3.2457e-05 | 0.018114 | 0.018146
0.018105 | 0.051175 | 4.0666e-05 | 0.018146 | 0.014879 | 3.2366e-05 | 3.2547e-05 | 3.2457e-05 | 0.018114 | 0.018146
0.018105 | 0.051175 | 4.0666e-05 | 0.018146 | 0.014879 | 3.2366e-05 | 3.2547e-05 | 3.2457e-05 | 0.018114 | 0.018146
0.018105 | 0.051175 | 4.0666e-05 | 0.018146 | 0.014879 | 3.2366e-05 | 3.2547e-05 | 3.2457e-05 | 0.018114 | 0.018146
0.018105 | 0.051175 | 4.0666e-05 | 0.018146 | 0.014879 | 3.2366e-05 | 3.2547e-05 | 3.2457e-05 | 0.018114 | 0.018146
0.018105 | 0.051175 | 4.0666e-05 | 0.018146 | 0.014879 | 3.2366e-05 | 3.2547e-05 | 3.2457e-05 | 0.018114 | 0.018146
0.018105 | 0.051175 | 4.0666e-05 | 0.018146 | 0.014879 | 3.2366e-05 | 3.2547e-05 | 3.2457e-05 | 0.018114 | 0.018146
Segment number | 68 | Length | 1 | feet
Est. water depth at upper end of segment | velocity | velocity head | total head | Hydraulic Radius | Friction slope | Friction slope | Friction head | Total head | Total head
y2 | V2 | hv2 | H2 | R2 | Sf2 | Sf1 | hf2 | H1 | H2*
(ft) | (ft/s) | (ft) | (ft) | (ft) | (ft/ft) | (ft/ft) | (ft) | (ft) | (ft)
0.046 | 0.020142 | 6.2999e-06 | 0.046006 | 0.02966 | 1.9991e-06 | 3.2366e-05 | 1.7183e-05 | 0.018146 | 0.018163
0.032078 | 0.028884 | 1.2955e-05 | 0.032091 | 0.023175 | 5.7115e-06 | 3.2366e-05 | 1.9039e-05 | 0.018146 | 0.018165
0.025115 | 0.036892 | 2.1134e-05 | 0.025136 | 0.019308 | 1.1885e-05 | 3.2366e-05 | 2.2126e-05 | 0.018146 | 0.018168
0.021631 | 0.042834 | 2.849e-05 | 0.02166 | 0.017181 | 1.8719e-05 | 3.2366e-05 | 2.5543e-05 | 0.018146 | 0.018172
0.019887 | 0.04659 | 3.3706e-05 | 0.019921 | 0.016062 | 2.4226e-05 | 3.2366e-05 | 2.8296e-05 | 0.018146 | 0.018174
0.019014 | 0.04873 | 3.6873e-05 | 0.019051 | 0.015487 | 2.7821e-05 | 3.2366e-05 | 3.0094e-05 | 0.018146 | 0.018176
0.018577 | 0.049877 | 3.8629e-05 | 0.018615 | 0.015196 | 2.9894e-05 | 3.2366e-05 | 3.113e-05 | 0.018146 | 0.018177
0.018358 | 0.050472 | 3.9556e-05 | 0.018397 | 0.015049 | 3.101e-05 | 3.2366e-05 | 3.1688e-05 | 0.018146 | 0.018178
0.018248 | 0.050776 | 4.0033e-05 | 0.018288 | 0.014975 | 3.159e-05 | 3.2366e-05 | 3.1978e-05 | 0.018146 | 0.018178
0.018193 | 0.050929 | 4.0276e-05 | 0.018233 | 0.014938 | 3.1887e-05 | 3.2366e-05 | 3.2126e-05 | 0.018146 | 0.018178
0.018165 | 0.051006 | 4.0398e-05 | 0.018206 | 0.01492 | 3.2036e-05 | 3.2366e-05 | 3.2201e-05 | 0.018146 | 0.018178
0.018152 | 0.051045 | 4.0459e-05 | 0.018192 | 0.01491 | 3.2112e-05 | 3.2366e-05 | 3.2239e-05 | 0.018146 | 0.018178
0.018145 | 0.051064 | 4.049e-05 | 0.018185 | 0.014906 | 3.2149e-05 | 3.2366e-05 | 3.2258e-05 | 0.018146 | 0.018178
0.018141 | 0.051074 | 4.0505e-05 | 0.018182 | 0.014903 | 3.2168e-05 | 3.2366e-05 | 3.2267e-05 | 0.018146 | 0.018178
0.01814 | 0.051079 | 4.0513e-05 | 0.01818 | 0.014902 | 3.2178e-05 | 3.2366e-05 | 3.2272e-05 | 0.018146 | 0.018178
0.018139 | 0.051081 | 4.0517e-05 | 0.018179 | 0.014902 | 3.2183e-05 | 3.2366e-05 | 3.2274e-05 | 0.018146 | 0.018178
0.018138 | 0.051082 | 4.0519e-05 | 0.018179 | 0.014901 | 3.2185e-05 | 3.2366e-05 | 3.2276e-05 | 0.018146 | 0.018178
0.018138 | 0.051083 | 4.052e-05 | 0.018179 | 0.014901 | 3.2186e-05 | 3.2366e-05 | 3.2276e-05 | 0.018146 | 0.018178
0.018138 | 0.051083 | 4.052e-05 | 0.018179 | 0.014901 | 3.2187e-05 | 3.2366e-05 | 3.2276e-05 | 0.018146 | 0.018178
0.018138 | 0.051083 | 4.0521e-05 | 0.018178 | 0.014901 | 3.2187e-05 | 3.2366e-05 | 3.2277e-05 | 0.018146 | 0.018178
0.018138 | 0.051084 | 4.0521e-05 | 0.018178 | 0.014901 | 3.2187e-05 | 3.2366e-05 | 3.2277e-05 | 0.018146 | 0.018178
0.018138 | 0.051084 | 4.0521e-05 | 0.018178 | 0.014901 | 3.2187e-05 | 3.2366e-05 | 3.2277e-05 | 0.018146 | 0.018178
0.018138 | 0.051084 | 4.0521e-05 | 0.018178 | 0.014901 | 3.2187e-05 | 3.2366e-05 | 3.2277e-05 | 0.018146 | 0.018178
0.018138 | 0.051084 | 4.0521e-05 | 0.018178 | 0.014901 | 3.2187e-05 | 3.2366e-05 | 3.2277e-05 | 0.018146 | 0.018178
0.018138 | 0.051084 | 4.0521e-05 | 0.018178 | 0.014901 | 3.2187e-05 | 3.2366e-05 | 3.2277e-05 | 0.018146 | 0.018178
0.018138 | 0.051084 | 4.0521e-05 | 0.018178 | 0.014901 | 3.2187e-05 | 3.2366e-05 | 3.2277e-05 | 0.018146 | 0.018178
0.018138 | 0.051084 | 4.0521e-05 | 0.018178 | 0.014901 | 3.2187e-05 | 3.2366e-05 | 3.2277e-05 | 0.018146 | 0.018178
0.018138 | 0.051084 | 4.0521e-05 | 0.018178 | 0.014901 | 3.2187e-05 | 3.2366e-05 | 3.2277e-05 | 0.018146 | 0.018178
Segment number | 69 | Length | 1 | feet
Est. water depth at upper end of segment | velocity | velocity head | total head | Hydraulic Radius | Friction slope | Friction slope | Friction head | Total head | Total head
y2 | V2 | hv2 | H2 | R2 | Sf2 | Sf1 | hf2 | H1 | H2*
(ft) | (ft/s) | (ft) | (ft) | (ft) | (ft/ft) | (ft/ft) | (ft) | (ft) | (ft)
0.046 | 0.020142 | 6.2999e-06 | 0.046006 | 0.02966 | 1.9991e-06 | 3.2187e-05 | 1.7093e-05 | 0.018178 | 0.018195
0.032095 | 0.028869 | 1.2942e-05 | 0.032108 | 0.023184 | 5.7031e-06 | 3.2187e-05 | 1.8945e-05 | 0.018178 | 0.018197
0.025139 | 0.036856 | 2.1093e-05 | 0.025161 | 0.019322 | 1.185e-05 | 3.2187e-05 | 2.2019e-05 | 0.018178 | 0.0182
0.021659 | 0.042778 | 2.8416e-05 | 0.021688 | 0.017198 | 1.8645e-05 | 3.2187e-05 | 2.5416e-05 | 0.018178 | 0.018204
0.019917 | 0.04652 | 3.3604e-05 | 0.019951 | 0.016081 | 2.4113e-05 | 3.2187e-05 | 2.815e-05 | 0.018178 | 0.018207
0.019045 | 0.04865 | 3.6752e-05 | 0.019082 | 0.015508 | 2.7681e-05 | 3.2187e-05 | 2.9934e-05 | 0.018178 | 0.018208
0.018608 | 0.049792 | 3.8498e-05 | 0.018647 | 0.015217 | 2.9736e-05 | 3.2187e-05 | 3.0962e-05 | 0.018178 | 0.018209
0.01839 | 0.050384 | 3.9419e-05 | 0.018429 | 0.015071 | 3.0844e-05 | 3.2187e-05 | 3.1516e-05 | 0.018178 | 0.01821
0.01828 | 0.050686 | 3.9893e-05 | 0.01832 | 0.014997 | 3.1419e-05 | 3.2187e-05 | 3.1803e-05 | 0.018178 | 0.01821
0.018225 | 0.050839 | 4.0133e-05 | 0.018265 | 0.01496 | 3.1713e-05 | 3.2187e-05 | 3.195e-05 | 0.018178 | 0.01821
0.018198 | 0.050916 | 4.0255e-05 | 0.018238 | 0.014941 | 3.1861e-05 | 3.2187e-05 | 3.2024e-05 | 0.018178 | 0.01821
0.018184 | 0.050954 | 4.0316e-05 | 0.018224 | 0.014932 | 3.1936e-05 | 3.2187e-05 | 3.2062e-05 | 0.018178 | 0.01821
0.018177 | 0.050974 | 4.0346e-05 | 0.018217 | 0.014927 | 3.1973e-05 | 3.2187e-05 | 3.208e-05 | 0.018178 | 0.01821
0.018174 | 0.050983 | 4.0362e-05 | 0.018214 | 0.014925 | 3.1992e-05 | 3.2187e-05 | 3.209e-05 | 0.018178 | 0.01821
0.018172 | 0.050988 | 4.0369e-05 | 0.018212 | 0.014924 | 3.2001e-05 | 3.2187e-05 | 3.2094e-05 | 0.018178 | 0.01821
0.018171 | 0.050991 | 4.0373e-05 | 0.018211 | 0.014923 | 3.2006e-05 | 3.2187e-05 | 3.2097e-05 | 0.018178 | 0.01821
0.018171 | 0.050992 | 4.0375e-05 | 0.018211 | 0.014923 | 3.2009e-05 | 3.2187e-05 | 3.2098e-05 | 0.018178 | 0.01821
0.01817 | 0.050992 | 4.0376e-05 | 0.018211 | 0.014923 | 3.201e-05 | 3.2187e-05 | 3.2099e-05 | 0.018178 | 0.01821
0.01817 | 0.050993 | 4.0377e-05 | 0.018211 | 0.014923 | 3.201e-05 | 3.2187e-05 | 3.2099e-05 | 0.018178 | 0.01821
0.01817 | 0.050993 | 4.0377e-05 | 0.018211 | 0.014923 | 3.2011e-05 | 3.2187e-05 | 3.2099e-05 | 0.018178 | 0.01821
0.01817 | 0.050993 | 4.0377e-05 | 0.018211 | 0.014923 | 3.2011e-05 | 3.2187e-05 | 3.2099e-05 | 0.018178 | 0.01821
0.01817 | 0.050993 | 4.0377e-05 | 0.018211 | 0.014923 | 3.2011e-05 | 3.2187e-05 | 3.2099e-05 | 0.018178 | 0.01821
0.01817 | 0.050993 | 4.0377e-05 | 0.018211 | 0.014923 | 3.2011e-05 | 3.2187e-05 | 3.2099e-05 | 0.018178 | 0.01821
0.01817 | 0.050993 | 4.0377e-05 | 0.01821 | 0.014923 | 3.2011e-05 | 3.2187e-05 | 3.2099e-05 | 0.018178 | 0.01821
0.01817 | 0.050993 | 4.0377e-05 | 0.01821 | 0.014923 | 3.2011e-05 | 3.2187e-05 | 3.2099e-05 | 0.018178 | 0.01821
0.01817 | 0.050993 | 4.0377e-05 | 0.01821 | 0.014923 | 3.2011e-05 | 3.2187e-05 | 3.2099e-05 | 0.018178 | 0.01821
0.01817 | 0.050993 | 4.0377e-05 | 0.01821 | 0.014923 | 3.2011e-05 | 3.2187e-05 | 3.2099e-05 | 0.018178 | 0.01821
0.01817 | 0.050993 | 4.0377e-05 | 0.01821 | 0.014923 | 3.2011e-05 | 3.2187e-05 | 3.2099e-05 | 0.018178 | 0.01821
Segment number | 70 | Length | 1 | feet
Est. water depth at upper end of segment | velocity | velocity head | total head | Hydraulic Radius | Friction slope | Friction slope | Friction head | Total head | Total head
y2 | V2 | hv2 | H2 | R2 | Sf2 | Sf1 | hf2 | H1 | H2*
(ft) | (ft/s) | (ft) | (ft) | (ft) | (ft/ft) | (ft/ft) | (ft) | (ft) | (ft)
0.046 | 0.020142 | 6.2999e-06 | 0.046006 | 0.02966 | 1.9991e-06 | 3.2011e-05 | 1.7005e-05 | 0.01821 | 0.018227
0.032111 | 0.028855 | 1.2929e-05 | 0.032124 | 0.023192 | 5.6946e-06 | 3.2011e-05 | 1.8853e-05 | 0.01821 | 0.018229
0.025164 | 0.036821 | 2.1053e-05 | 0.025185 | 0.019336 | 1.1816e-05 | 3.2011e-05 | 2.1914e-05 | 0.01821 | 0.018232
0.021687 | 0.042723 | 2.8342e-05 | 0.021716 | 0.017216 | 1.8571e-05 | 3.2011e-05 | 2.5291e-05 | 0.01821 | 0.018236
0.019947 | 0.04645 | 3.3502e-05 | 0.019981 | 0.016101 | 2.4002e-05 | 3.2011e-05 | 2.8006e-05 | 0.01821 | 0.018239
0.019076 | 0.048571 | 3.6632e-05 | 0.019113 | 0.015529 | 2.7542e-05 | 3.2011e-05 | 2.9776e-05 | 0.01821 | 0.01824
0.01864 | 0.049708 | 3.8367e-05 | 0.018678 | 0.015238 | 2.9581e-05 | 3.2011e-05 | 3.0796e-05 | 0.01821 | 0.018241
0.018421 | 0.050297 | 3.9283e-05 | 0.018461 | 0.015092 | 3.0679e-05 | 3.2011e-05 | 3.1345e-05 | 0.01821 | 0.018242
0.018312 | 0.050598 | 3.9754e-05 | 0.018352 | 0.015018 | 3.125e-05 | 3.2011e-05 | 3.163e-05 | 0.01821 | 0.018242
0.018257 | 0.05075 | 3.9993e-05 | 0.018297 | 0.014981 | 3.1541e-05 | 3.2011e-05 | 3.1776e-05 | 0.01821 | 0.018242
0.01823 | 0.050826 | 4.0113e-05 | 0.01827 | 0.014963 | 3.1688e-05 | 3.2011e-05 | 3.185e-05 | 0.01821 | 0.018242
0.018216 | 0.050865 | 4.0174e-05 | 0.018256 | 0.014954 | 3.1762e-05 | 3.2011e-05 | 3.1887e-05 | 0.01821 | 0.018242
0.018209 | 0.050884 | 4.0204e-05 | 0.018249 | 0.014949 | 3.1799e-05 | 3.2011e-05 | 3.1905e-05 | 0.01821 | 0.018242
0.018206 | 0.050893 | 4.022e-05 | 0.018246 | 0.014947 | 3.1818e-05 | 3.2011e-05 | 3.1914e-05 | 0.01821 | 0.018242
0.018204 | 0.050898 | 4.0227e-05 | 0.018244 | 0.014946 | 3.1827e-05 | 3.2011e-05 | 3.1919e-05 | 0.01821 | 0.018242
0.018203 | 0.050901 | 4.0231e-05 | 0.018243 | 0.014945 | 3.1832e-05 | 3.2011e-05 | 3.1922e-05 | 0.01821 | 0.018242
0.018203 | 0.050902 | 4.0233e-05 | 0.018243 | 0.014945 | 3.1834e-05 | 3.2011e-05 | 3.1923e-05 | 0.01821 | 0.018242
0.018202 | 0.050903 | 4.0234e-05 | 0.018243 | 0.014945 | 3.1836e-05 | 3.2011e-05 | 3.1923e-05 | 0.01821 | 0.018242
0.018202 | 0.050903 | 4.0234e-05 | 0.018243 | 0.014945 | 3.1836e-05 | 3.2011e-05 | 3.1924e-05 | 0.01821 | 0.018242
0.018202 | 0.050903 | 4.0235e-05 | 0.018242 | 0.014944 | 3.1836e-05 | 3.2011e-05 | 3.1924e-05 | 0.01821 | 0.018242
0.018202 | 0.050903 | 4.0235e-05 | 0.018242 | 0.014944 | 3.1837e-05 | 3.2011e-05 | 3.1924e-05 | 0.01821 | 0.018242
0.018202 | 0.050903 | 4.0235e-05 | 0.018242 | 0.014944 | 3.1837e-05 | 3.2011e-05 | 3.1924e-05 | 0.01821 | 0.018242
0.018202 | 0.050903 | 4.0235e-05 | 0.018242 | 0.014944 | 3.1837e-05 | 3.2011e-05 | 3.1924e-05 | 0.01821 | 0.018242
0.018202 | 0.050903 | 4.0235e-05 | 0.018242 | 0.014944 | 3.1837e-05 | 3.2011e-05 | 3.1924e-05 | 0.01821 | 0.018242
0.018202 | 0.050903 | 4.0235e-05 | 0.018242 | 0.014944 | 3.1837e-05 | 3.2011e-05 | 3.1924e-05 | 0.01821 | 0.018242
0.018202 | 0.050903 | 4.0235e-05 | 0.018242 | 0.014944 | 3.1837e-05 | 3.2011e-05 | 3.1924e-05 | 0.01821 | 0.018242
0.018202 | 0.050903 | 4.0235e-05 | 0.018242 | 0.014944 | 3.1837e-05 | 3.2011e-05 | 3.1924e-05 | 0.01821 | 0.018242
0.018202 | 0.050903 | 4.0235e-05 | 0.018242 | 0.014944 | 3.1837e-05 | 3.2011e-05 | 3.1924e-05 | 0.01821 | 0.018242
Segment number | 71 | Length | 1 | feet
Est. water depth at upper end of segment | velocity | velocity head | total head | Hydraulic Radius | Friction slope | Friction slope | Friction head | Total head | Total head
y2 | V2 | hv2 | H2 | R2 | Sf2 | Sf1 | hf2 | H1 | H2*
(ft) | (ft/s) | (ft) | (ft) | (ft) | (ft/ft) | (ft/ft) | (ft) | (ft) | (ft)
0.046 | 0.020142 | 6.2999e-06 | 0.046006 | 0.02966 | 1.9991e-06 | 3.1837e-05 | 1.6918e-05 | 0.018242 | 0.018259
0.032127 | 0.028841 | 1.2916e-05 | 0.032139 | 0.0232 | 5.6863e-06 | 3.1837e-05 | 1.8762e-05 | 0.018242 | 0.018261
0.025187 | 0.036786 | 2.1013e-05 | 0.025208 | 0.01935 | 1.1782e-05 | 3.1837e-05 | 2.181e-05 | 0.018242 | 0.018264
0.021715 | 0.042668 | 2.827e-05 | 0.021744 | 0.017233 | 1.8499e-05 | 3.1837e-05 | 2.5168e-05 | 0.018242 | 0.018268
0.019977 | 0.04638 | 3.3402e-05 | 0.020011 | 0.01612 | 2.3892e-05 | 3.1837e-05 | 2.7864e-05 | 0.018242 | 0.01827
0.019107 | 0.048492 | 3.6514e-05 | 0.019144 | 0.015549 | 2.7405e-05 | 3.1837e-05 | 2.9621e-05 | 0.018242 | 0.018272
0.018671 | 0.049624 | 3.8239e-05 | 0.01871 | 0.015259 | 2.9428e-05 | 3.1837e-05 | 3.0632e-05 | 0.018242 | 0.018273
0.018453 | 0.050211 | 3.9148e-05 | 0.018492 | 0.015113 | 3.0517e-05 | 3.1837e-05 | 3.1177e-05 | 0.018242 | 0.018274
0.018344 | 0.05051 | 3.9616e-05 | 0.018383 | 0.01504 | 3.1083e-05 | 3.1837e-05 | 3.146e-05 | 0.018242 | 0.018274
0.018289 | 0.050662 | 3.9854e-05 | 0.018329 | 0.015003 | 3.1371e-05 | 3.1837e-05 | 3.1604e-05 | 0.018242 | 0.018274
0.018262 | 0.050738 | 3.9974e-05 | 0.018302 | 0.014984 | 3.1517e-05 | 3.1837e-05 | 3.1677e-05 | 0.018242 | 0.018274
0.018248 | 0.050776 | 4.0034e-05 | 0.018288 | 0.014975 | 3.1591e-05 | 3.1837e-05 | 3.1714e-05 | 0.018242 | 0.018274
0.018241 | 0.050795 | 4.0064e-05 | 0.018281 | 0.014971 | 3.1628e-05 | 3.1837e-05 | 3.1732e-05 | 0.018242 | 0.018274
0.018238 | 0.050804 | 4.0079e-05 | 0.018278 | 0.014968 | 3.1646e-05 | 3.1837e-05 | 3.1741e-05 | 0.018242 | 0.018274
0.018236 | 0.050809 | 4.0087e-05 | 0.018276 | 0.014967 | 3.1655e-05 | 3.1837e-05 | 3.1746e-05 | 0.018242 | 0.018274
0.018235 | 0.050812 | 4.0091e-05 | 0.018275 | 0.014967 | 3.166e-05 | 3.1837e-05 | 3.1748e-05 | 0.018242 | 0.018274
0.018235 | 0.050813 | 4.0092e-05 | 0.018275 | 0.014966 | 3.1662e-05 | 3.1837e-05 | 3.175e-05 | 0.018242 | 0.018274
0.018234 | 0.050814 | 4.0093e-05 | 0.018274 | 0.014966 | 3.1664e-05 | 3.1837e-05 | 3.175e-05 | 0.018242 | 0.018274
0.018234 | 0.050814 | 4.0094e-05 | 0.018274 | 0.014966 | 3.1664e-05 | 3.1837e-05 | 3.175e-05 | 0.018242 | 0.018274
0.018234 | 0.050814 | 4.0094e-05 | 0.018274 | 0.014966 | 3.1664e-05 | 3.1837e-05 | 3.1751e-05 | 0.018242 | 0.018274
0.018234 | 0.050814 | 4.0094e-05 | 0.018274 | 0.014966 | 3.1665e-05 | 3.1837e-05 | 3.1751e-05 | 0.018242 | 0.018274
0.018234 | 0.050814 | 4.0094e-05 | 0.018274 | 0.014966 | 3.1665e-05 | 3.1837e-05 | 3.1751e-05 | 0.018242 | 0.018274
0.018234 | 0.050814 | 4.0094e-05 | 0.018274 | 0.014966 | 3.1665e-05 | 3.1837e-05 | 3.1751e-05 | 0.018242 | 0.018274
0.018234 | 0.050814 | 4.0094e-05 | 0.018274 | 0.014966 | 3.1665e-05 | 3.1837e-05 | 3.1751e-05 | 0.018242 | 0.018274
0.018234 | 0.050814 | 4.0094e-05 | 0.018274 | 0.014966 | 3.1665e-05 | 3.1837e-05 | 3.1751e-05 | 0.018242 | 0.018274
0.018234 | 0.050814 | 4.0094e-05 | 0.018274 | 0.014966 | 3.1665e-05 | 3.1837e-05 | 3.1751e-05 | 0.018242 | 0.018274
0.018234 | 0.050814 | 4.0094e-05 | 0.018274 | 0.014966 | 3.1665e-05 | 3.1837e-05 | 3.1751e-05 | 0.018242 | 0.018274
0.018234 | 0.050814 | 4.0094e-05 | 0.018274 | 0.014966 | 3.1665e-05 | 3.1837e-05 | 3.1751e-05 | 0.018242 | 0.018274
Segment number | 72 | Length | 1 | feet
Est. water depth at upper end of segment | velocity | velocity head | total head | Hydraulic Radius | Friction slope | Friction slope | Friction head | Total head | Total head
y2 | V2 | hv2 | H2 | R2 | Sf2 | Sf1 | hf2 | H1 | H2*
(ft) | (ft/s) | (ft) | (ft) | (ft) | (ft/ft) | (ft/ft) | (ft) | (ft) | (ft)
0.046 | 0.020142 | 6.2999e-06 | 0.046006 | 0.02966 | 1.9991e-06 | 3.1665e-05 | 1.6832e-05 | 0.018274 | 0.018291
0.032142 | 0.028826 | 1.2903e-05 | 0.032155 | 0.023209 | 5.678e-06 | 3.1665e-05 | 1.8671e-05 | 0.018274 | 0.018293
0.025211 | 0.036752 | 2.0973e-05 | 0.025232 | 0.019364 | 1.1749e-05 | 3.1665e-05 | 2.1707e-05 | 0.018274 | 0.018296
0.021743 | 0.042614 | 2.8198e-05 | 0.021771 | 0.017251 | 1.8427e-05 | 3.1665e-05 | 2.5046e-05 | 0.018274 | 0.018299
0.020007 | 0.046311 | 3.3303e-05 | 0.02004 | 0.01614 | 2.3783e-05 | 3.1665e-05 | 2.7724e-05 | 0.018274 | 0.018302
0.019138 | 0.048415 | 3.6397e-05 | 0.019174 | 0.015569 | 2.7269e-05 | 3.1665e-05 | 2.9467e-05 | 0.018274 | 0.018304
0.018703 | 0.049541 | 3.8111e-05 | 0.018741 | 0.01528 | 2.9276e-05 | 3.1665e-05 | 3.0471e-05 | 0.018274 | 0.018305
0.018485 | 0.050126 | 3.9015e-05 | 0.018524 | 0.015134 | 3.0357e-05 | 3.1665e-05 | 3.1011e-05 | 0.018274 | 0.018305
0.018375 | 0.050423 | 3.948e-05 | 0.018415 | 0.015061 | 3.0918e-05 | 3.1665e-05 | 3.1291e-05 | 0.018274 | 0.018305
0.018321 | 0.050574 | 3.9716e-05 | 0.01836 | 0.015024 | 3.1204e-05 | 3.1665e-05 | 3.1434e-05 | 0.018274 | 0.018306
0.018293 | 0.05065 | 3.9835e-05 | 0.018333 | 0.015006 | 3.1349e-05 | 3.1665e-05 | 3.1507e-05 | 0.018274 | 0.018306
0.01828 | 0.050688 | 3.9895e-05 | 0.018319 | 0.014997 | 3.1422e-05 | 3.1665e-05 | 3.1543e-05 | 0.018274 | 0.018306
0.018273 | 0.050707 | 3.9925e-05 | 0.018313 | 0.014992 | 3.1458e-05 | 3.1665e-05 | 3.1561e-05 | 0.018274 | 0.018306
0.018269 | 0.050716 | 3.994e-05 | 0.018309 | 0.01499 | 3.1477e-05 | 3.1665e-05 | 3.1571e-05 | 0.018274 | 0.018306
0.018268 | 0.050721 | 3.9948e-05 | 0.018307 | 0.014988 | 3.1486e-05 | 3.1665e-05 | 3.1575e-05 | 0.018274 | 0.018306
0.018267 | 0.050723 | 3.9951e-05 | 0.018307 | 0.014988 | 3.149e-05 | 3.1665e-05 | 3.1578e-05 | 0.018274 | 0.018306
0.018266 | 0.050725 | 3.9953e-05 | 0.018306 | 0.014988 | 3.1493e-05 | 3.1665e-05 | 3.1579e-05 | 0.018274 | 0.018306
0.018266 | 0.050725 | 3.9954e-05 | 0.018306 | 0.014987 | 3.1494e-05 | 3.1665e-05 | 3.1579e-05 | 0.018274 | 0.018306
0.018266 | 0.050726 | 3.9955e-05 | 0.018306 | 0.014987 | 3.1494e-05 | 3.1665e-05 | 3.158e-05 | 0.018274 | 0.018306
0.018266 | 0.050726 | 3.9955e-05 | 0.018306 | 0.014987 | 3.1495e-05 | 3.1665e-05 | 3.158e-05 | 0.018274 | 0.018306
0.018266 | 0.050726 | 3.9955e-05 | 0.018306 | 0.014987 | 3.1495e-05 | 3.1665e-05 | 3.158e-05 | 0.018274 | 0.018306
0.018266 | 0.050726 | 3.9955e-05 | 0.018306 | 0.014987 | 3.1495e-05 | 3.1665e-05 | 3.158e-05 | 0.018274 | 0.018306
0.018266 | 0.050726 | 3.9955e-05 | 0.018306 | 0.014987 | 3.1495e-05 | 3.1665e-05 | 3.158e-05 | 0.018274 | 0.018306
0.018266 | 0.050726 | 3.9955e-05 | 0.018306 | 0.014987 | 3.1495e-05 | 3.1665e-05 | 3.158e-05 | 0.018274 | 0.018306
0.018266 | 0.050726 | 3.9955e-05 | 0.018306 | 0.014987 | 3.1495e-05 | 3.1665e-05 | 3.158e-05 | 0.018274 | 0.018306
0.018266 | 0.050726 | 3.9955e-05 | 0.018306 | 0.014987 | 3.1495e-05 | 3.1665e-05 | 3.158e-05 | 0.018274 | 0.018306
0.018266 | 0.050726 | 3.9955e-05 | 0.018306 | 0.014987 | 3.1495e-05 | 3.1665e-05 | 3.158e-05 | 0.018274 | 0.018306
0.018266 | 0.050726 | 3.9955e-05 | 0.018306 | 0.014987 | 3.1495e-05 | 3.1665e-05 | 3.158e-05 | 0.018274 | 0.018306
Segment number | 73 | Length | 1 | feet
Est. water depth at upper end of segment | velocity | velocity head | total head | Hydraulic Radius | Friction slope | Friction slope | Friction head | Total head | Total head
y2 | V2 | hv2 | H2 | R2 | Sf2 | Sf1 | hf2 | H1 | H2*
(ft) | (ft/s) | (ft) | (ft) | (ft) | (ft/ft) | (ft/ft) | (ft) | (ft) | (ft)
0.046 | 0.020142 | 6.2999e-06 | 0.046006 | 0.02966 | 1.9991e-06 | 3.1495e-05 | 1.6747e-05 | 0.018306 | 0.018322
0.032158 | 0.028812 | 1.2891e-05 | 0.032171 | 0.023217 | 5.6698e-06 | 3.1495e-05 | 1.8582e-05 | 0.018306 | 0.018324
0.025235 | 0.036717 | 2.0934e-05 | 0.025256 | 0.019378 | 1.1716e-05 | 3.1495e-05 | 2.1605e-05 | 0.018306 | 0.018327
0.021771 | 0.04256 | 2.8126e-05 | 0.021799 | 0.017268 | 1.8355e-05 | 3.1495e-05 | 2.4925e-05 | 0.018306 | 0.018331
0.020037 | 0.046243 | 3.3205e-05 | 0.02007 | 0.016159 | 2.3675e-05 | 3.1495e-05 | 2.7585e-05 | 0.018306 | 0.018333
0.019168 | 0.048337 | 3.6281e-05 | 0.019205 | 0.01559 | 2.7136e-05 | 3.1495e-05 | 2.9315e-05 | 0.018306 | 0.018335
0.018734 | 0.049459 | 3.7985e-05 | 0.018772 | 0.015301 | 2.9127e-05 | 3.1495e-05 | 3.0311e-05 | 0.018306 | 0.018336
0.018516 | 0.050041 | 3.8883e-05 | 0.018555 | 0.015155 | 3.0198e-05 | 3.1495e-05 | 3.0847e-05 | 0.018306 | 0.018337
0.018407 | 0.050337 | 3.9346e-05 | 0.018446 | 0.015082 | 3.0755e-05 | 3.1495e-05 | 3.1125e-05 | 0.018306 | 0.018337
0.018352 | 0.050487 | 3.958e-05 | 0.018392 | 0.015045 | 3.1039e-05 | 3.1495e-05 | 3.1267e-05 | 0.018306 | 0.018337
0.018325 | 0.050563 | 3.9698e-05 | 0.018364 | 0.015027 | 3.1182e-05 | 3.1495e-05 | 3.1339e-05 | 0.018306 | 0.018337
0.018311 | 0.0506 | 3.9758e-05 | 0.018351 | 0.015018 | 3.1255e-05 | 3.1495e-05 | 3.1375e-05 | 0.018306 | 0.018337
0.018304 | 0.050619 | 3.9788e-05 | 0.018344 | 0.015013 | 3.1291e-05 | 3.1495e-05 | 3.1393e-05 | 0.018306 | 0.018337
0.018301 | 0.050629 | 3.9803e-05 | 0.018341 | 0.015011 | 3.1309e-05 | 3.1495e-05 | 3.1402e-05 | 0.018306 | 0.018337
0.018299 | 0.050634 | 3.981e-05 | 0.018339 | 0.01501 | 3.1318e-05 | 3.1495e-05 | 3.1407e-05 | 0.018306 | 0.018337
0.018298 | 0.050636 | 3.9814e-05 | 0.018338 | 0.015009 | 3.1323e-05 | 3.1495e-05 | 3.1409e-05 | 0.018306 | 0.018337
0.018298 | 0.050637 | 3.9816e-05 | 0.018338 | 0.015009 | 3.1325e-05 | 3.1495e-05 | 3.141e-05 | 0.018306 | 0.018337
0.018298 | 0.050638 | 3.9817e-05 | 0.018337 | 0.015009 | 3.1326e-05 | 3.1495e-05 | 3.1411e-05 | 0.018306 | 0.018337
0.018297 | 0.050638 | 3.9817e-05 | 0.018337 | 0.015009 | 3.1327e-05 | 3.1495e-05 | 3.1411e-05 | 0.018306 | 0.018337
0.018297 | 0.050638 | 3.9817e-05 | 0.018337 | 0.015009 | 3.1327e-05 | 3.1495e-05 | 3.1411e-05 | 0.018306 | 0.018337
0.018297 | 0.050638 | 3.9817e-05 | 0.018337 | 0.015009 | 3.1327e-05 | 3.1495e-05 | 3.1411e-05 | 0.018306 | 0.018337
0.018297 | 0.050638 | 3.9817e-05 | 0.018337 | 0.015009 | 3.1327e-05 | 3.1495e-05 | 3.1411e-05 | 0.018306 | 0.018337
0.018297 | 0.050638 | 3.9818e-05 | 0.018337 | 0.015009 | 3.1327e-05 | 3.1495e-05 | 3.1411e-05 | 0.018306 | 0.018337
0.018297 | 0.050638 | 3.9818e-05 | 0.018337 | 0.015009 | 3.1327e-05 | 3.1495e-05 | 3.1411e-05 | 0.018306 | 0.018337
0.018297 | 0.050638 | 3.9818e-05 | 0.018337 | 0.015009 | 3.1327e-05 | 3.1495e-05 | 3.1411e-05 | 0.018306 | 0.018337
0.018297 | 0.050638 | 3.9818e-05 | 0.018337 | 0.015009 | 3.1327e-05 | 3.1495e-05 | 3.1411e-05 | 0.018306 | 0.018337
0.018297 | 0.050638 | 3.9818e-05 | 0.018337 | 0.015009 | 3.1327e-05 | 3.1495e-05 | 3.1411e-05 | 0.018306 | 0.018337
0.018297 | 0.050638 | 3.9818e-05 | 0.018337 | 0.015009 | 3.1327e-05 | 3.1495e-05 | 3.1411e-05 | 0.018306 | 0.018337
Segment number | 74 | Length | 1 | feet
Est. water depth at upper end of segment | velocity | velocity head | total head | Hydraulic Radius | Friction slope | Friction slope | Friction head | Total head | Total head
y2 | V2 | hv2 | H2 | R2 | Sf2 | Sf1 | hf2 | H1 | H2*
(ft) | (ft/s) | (ft) | (ft) | (ft) | (ft/ft) | (ft/ft) | (ft) | (ft) | (ft)
0.046 | 0.020142 | 6.2999e-06 | 0.046006 | 0.02966 | 1.9991e-06 | 3.1327e-05 | 1.6663e-05 | 0.018337 | 0.018354
0.032174 | 0.028798 | 1.2878e-05 | 0.032187 | 0.023225 | 5.6616e-06 | 3.1327e-05 | 1.8494e-05 | 0.018337 | 0.018356
0.025258 | 0.036683 | 2.0895e-05 | 0.025279 | 0.019392 | 1.1683e-05 | 3.1327e-05 | 2.1505e-05 | 0.018337 | 0.018359
0.021798 | 0.042506 | 2.8055e-05 | 0.021826 | 0.017286 | 1.8285e-05 | 3.1327e-05 | 2.4806e-05 | 0.018337 | 0.018362
0.020066 | 0.046175 | 3.3108e-05 | 0.020099 | 0.016178 | 2.3569e-05 | 3.1327e-05 | 2.7448e-05 | 0.018337 | 0.018365
0.019199 | 0.048261 | 3.6166e-05 | 0.019235 | 0.01561 | 2.7003e-05 | 3.1327e-05 | 2.9165e-05 | 0.018337 | 0.018366
0.018764 | 0.049378 | 3.786e-05 | 0.018802 | 0.015321 | 2.8979e-05 | 3.1327e-05 | 3.0153e-05 | 0.018337 | 0.018367
0.018547 | 0.049957 | 3.8753e-05 | 0.018586 | 0.015176 | 3.0042e-05 | 3.1327e-05 | 3.0685e-05 | 0.018337 | 0.018368
0.018438 | 0.050252 | 3.9212e-05 | 0.018477 | 0.015103 | 3.0594e-05 | 3.1327e-05 | 3.0961e-05 | 0.018337 | 0.018368
0.018383 | 0.050401 | 3.9445e-05 | 0.018423 | 0.015066 | 3.0876e-05 | 3.1327e-05 | 3.1101e-05 | 0.018337 | 0.018368
0.018356 | 0.050476 | 3.9563e-05 | 0.018396 | 0.015048 | 3.1018e-05 | 3.1327e-05 | 3.1173e-05 | 0.018337 | 0.018368
0.018342 | 0.050514 | 3.9622e-05 | 0.018382 | 0.015039 | 3.109e-05 | 3.1327e-05 | 3.1208e-05 | 0.018337 | 0.018368
0.018336 | 0.050533 | 3.9652e-05 | 0.018375 | 0.015034 | 3.1126e-05 | 3.1327e-05 | 3.1226e-05 | 0.018337 | 0.018368
0.018332 | 0.050542 | 3.9666e-05 | 0.018372 | 0.015032 | 3.1144e-05 | 3.1327e-05 | 3.1235e-05 | 0.018337 | 0.018368
0.01833 | 0.050547 | 3.9674e-05 | 0.01837 | 0.015031 | 3.1153e-05 | 3.1327e-05 | 3.124e-05 | 0.018337 | 0.018368
0.01833 | 0.050549 | 3.9678e-05 | 0.018369 | 0.01503 | 3.1157e-05 | 3.1327e-05 | 3.1242e-05 | 0.018337 | 0.018368
0.018329 | 0.050551 | 3.9679e-05 | 0.018369 | 0.01503 | 3.1159e-05 | 3.1327e-05 | 3.1243e-05 | 0.018337 | 0.018368
0.018329 | 0.050551 | 3.968e-05 | 0.018369 | 0.01503 | 3.1161e-05 | 3.1327e-05 | 3.1244e-05 | 0.018337 | 0.018368
0.018329 | 0.050551 | 3.9681e-05 | 0.018369 | 0.01503 | 3.1161e-05 | 3.1327e-05 | 3.1244e-05 | 0.018337 | 0.018368
0.018329 | 0.050552 | 3.9681e-05 | 0.018368 | 0.01503 | 3.1161e-05 | 3.1327e-05 | 3.1244e-05 | 0.018337 | 0.018368
0.018329 | 0.050552 | 3.9681e-05 | 0.018368 | 0.01503 | 3.1162e-05 | 3.1327e-05 | 3.1244e-05 | 0.018337 | 0.018368
0.018329 | 0.050552 | 3.9681e-05 | 0.018368 | 0.01503 | 3.1162e-05 | 3.1327e-05 | 3.1244e-05 | 0.018337 | 0.018368
0.018329 | 0.050552 | 3.9681e-05 | 0.018368 | 0.01503 | 3.1162e-05 | 3.1327e-05 | 3.1244e-05 | 0.018337 | 0.018368
0.018329 | 0.050552 | 3.9681e-05 | 0.018368 | 0.01503 | 3.1162e-05 | 3.1327e-05 | 3.1244e-05 | 0.018337 | 0.018368
0.018329 | 0.050552 | 3.9681e-05 | 0.018368 | 0.01503 | 3.1162e-05 | 3.1327e-05 | 3.1244e-05 | 0.018337 | 0.018368
0.018329 | 0.050552 | 3.9681e-05 | 0.018368 | 0.01503 | 3.1162e-05 | 3.1327e-05 | 3.1244e-05 | 0.018337 | 0.018368
0.018329 | 0.050552 | 3.9681e-05 | 0.018368 | 0.01503 | 3.1162e-05 | 3.1327e-05 | 3.1244e-05 | 0.018337 | 0.018368
0.018329 | 0.050552 | 3.9681e-05 | 0.018368 | 0.01503 | 3.1162e-05 | 3.1327e-05 | 3.1244e-05 | 0.018337 | 0.018368
Segment number | 75 | Length | 1 | feet
Est. water depth at upper end of segment | velocity | velocity head | total head | Hydraulic Radius | Friction slope | Friction slope | Friction head | Total head | Total head
y2 | V2 | hv2 | H2 | R2 | Sf2 | Sf1 | hf2 | H1 | H2*
(ft) | (ft/s) | (ft) | (ft) | (ft) | (ft/ft) | (ft/ft) | (ft) | (ft) | (ft)
0.046 | 0.020142 | 6.2999e-06 | 0.046006 | 0.02966 | 1.9991e-06 | 3.1162e-05 | 1.658e-05 | 0.018368 | 0.018385
0.032189 | 0.028784 | 1.2865e-05 | 0.032202 | 0.023233 | 5.6535e-06 | 3.1162e-05 | 1.8408e-05 | 0.018368 | 0.018387
0.025282 | 0.036649 | 2.0856e-05 | 0.025303 | 0.019406 | 1.165e-05 | 3.1162e-05 | 2.1406e-05 | 0.018368 | 0.01839
0.021825 | 0.042453 | 2.7985e-05 | 0.021853 | 0.017303 | 1.8215e-05 | 3.1162e-05 | 2.4688e-05 | 0.018368 | 0.018393
0.020095 | 0.046108 | 3.3012e-05 | 0.020128 | 0.016197 | 2.3463e-05 | 3.1162e-05 | 2.7313e-05 | 0.018368 | 0.018396
0.019229 | 0.048185 | 3.6053e-05 | 0.019265 | 0.01563 | 2.6873e-05 | 3.1162e-05 | 2.9017e-05 | 0.018368 | 0.018397
0.018795 | 0.049297 | 3.7736e-05 | 0.018833 | 0.015342 | 2.8833e-05 | 3.1162e-05 | 2.9997e-05 | 0.018368 | 0.018398
0.018578 | 0.049874 | 3.8624e-05 | 0.018617 | 0.015197 | 2.9887e-05 | 3.1162e-05 | 3.0525e-05 | 0.018368 | 0.018399
0.018469 | 0.050167 | 3.908e-05 | 0.018508 | 0.015124 | 3.0435e-05 | 3.1162e-05 | 3.0798e-05 | 0.018368 | 0.018399
0.018415 | 0.050316 | 3.9312e-05 | 0.018454 | 0.015087 | 3.0714e-05 | 3.1162e-05 | 3.0938e-05 | 0.018368 | 0.018399
0.018387 | 0.050391 | 3.9429e-05 | 0.018427 | 0.015069 | 3.0856e-05 | 3.1162e-05 | 3.1009e-05 | 0.018368 | 0.018399
0.018374 | 0.050428 | 3.9487e-05 | 0.018413 | 0.01506 | 3.0927e-05 | 3.1162e-05 | 3.1044e-05 | 0.018368 | 0.018399
0.018367 | 0.050447 | 3.9517e-05 | 0.018406 | 0.015055 | 3.0962e-05 | 3.1162e-05 | 3.1062e-05 | 0.018368 | 0.018399
0.018363 | 0.050456 | 3.9532e-05 | 0.018403 | 0.015053 | 3.098e-05 | 3.1162e-05 | 3.1071e-05 | 0.018368 | 0.018399
0.018362 | 0.050461 | 3.9539e-05 | 0.018401 | 0.015052 | 3.0989e-05 | 3.1162e-05 | 3.1075e-05 | 0.018368 | 0.018399
0.018361 | 0.050463 | 3.9543e-05 | 0.0184 | 0.015051 | 3.0994e-05 | 3.1162e-05 | 3.1078e-05 | 0.018368 | 0.018399
0.01836 | 0.050465 | 3.9545e-05 | 0.0184 | 0.015051 | 3.0996e-05 | 3.1162e-05 | 3.1079e-05 | 0.018368 | 0.018399
0.01836 | 0.050465 | 3.9546e-05 | 0.0184 | 0.015051 | 3.0997e-05 | 3.1162e-05 | 3.1079e-05 | 0.018368 | 0.018399
0.01836 | 0.050465 | 3.9546e-05 | 0.0184 | 0.015051 | 3.0998e-05 | 3.1162e-05 | 3.108e-05 | 0.018368 | 0.018399
0.01836 | 0.050466 | 3.9546e-05 | 0.0184 | 0.015051 | 3.0998e-05 | 3.1162e-05 | 3.108e-05 | 0.018368 | 0.018399
0.01836 | 0.050466 | 3.9546e-05 | 0.0184 | 0.015051 | 3.0998e-05 | 3.1162e-05 | 3.108e-05 | 0.018368 | 0.018399
0.01836 | 0.050466 | 3.9546e-05 | 0.018399 | 0.015051 | 3.0998e-05 | 3.1162e-05 | 3.108e-05 | 0.018368 | 0.018399
0.01836 | 0.050466 | 3.9546e-05 | 0.018399 | 0.015051 | 3.0998e-05 | 3.1162e-05 | 3.108e-05 | 0.018368 | 0.018399
0.01836 | 0.050466 | 3.9546e-05 | 0.018399 | 0.015051 | 3.0998e-05 | 3.1162e-05 | 3.108e-05 | 0.018368 | 0.018399
0.01836 | 0.050466 | 3.9546e-05 | 0.018399 | 0.015051 | 3.0998e-05 | 3.1162e-05 | 3.108e-05 | 0.018368 | 0.018399
0.01836 | 0.050466 | 3.9546e-05 | 0.018399 | 0.015051 | 3.0998e-05 | 3.1162e-05 | 3.108e-05 | 0.018368 | 0.018399
0.01836 | 0.050466 | 3.9547e-05 | 0.018399 | 0.015051 | 3.0998e-05 | 3.1162e-05 | 3.108e-05 | 0.018368 | 0.018399
0.01836 | 0.050466 | 3.9547e-05 | 0.018399 | 0.015051 | 3.0998e-05 | 3.1162e-05 | 3.108e-05 | 0.018368 | 0.018399
Segment number | 76 | Length | 1 | feet
Est. water depth at upper end of segment | velocity | velocity head | total head | Hydraulic Radius | Friction slope | Friction slope | Friction head | Total head | Total head
y2 | V2 | hv2 | H2 | R2 | Sf2 | Sf1 | hf2 | H1 | H2*
(ft) | (ft/s) | (ft) | (ft) | (ft) | (ft/ft) | (ft/ft) | (ft) | (ft) | (ft)
0.046 | 0.020142 | 6.2999e-06 | 0.046006 | 0.02966 | 1.9991e-06 | 3.0998e-05 | 1.6499e-05 | 0.018399 | 0.018416
0.032205 | 0.02877 | 1.2853e-05 | 0.032218 | 0.023241 | 5.6454e-06 | 3.0998e-05 | 1.8322e-05 | 0.018399 | 0.018418
0.025305 | 0.036615 | 2.0818e-05 | 0.025326 | 0.01942 | 1.1618e-05 | 3.0998e-05 | 2.1308e-05 | 0.018399 | 0.018421
0.021852 | 0.0424 | 2.7916e-05 | 0.02188 | 0.01732 | 1.8146e-05 | 3.0998e-05 | 2.4572e-05 | 0.018399 | 0.018424
0.020124 | 0.046041 | 3.2916e-05 | 0.020157 | 0.016216 | 2.3359e-05 | 3.0998e-05 | 2.7179e-05 | 0.018399 | 0.018427
0.019259 | 0.04811 | 3.594e-05 | 0.019295 | 0.01565 | 2.6744e-05 | 3.0998e-05 | 2.8871e-05 | 0.018399 | 0.018428
0.018826 | 0.049217 | 3.7614e-05 | 0.018863 | 0.015362 | 2.8689e-05 | 3.0998e-05 | 2.9843e-05 | 0.018399 | 0.018429
0.018609 | 0.049791 | 3.8496e-05 | 0.018647 | 0.015217 | 2.9735e-05 | 3.0998e-05 | 3.0366e-05 | 0.018399 | 0.01843
0.0185 | 0.050084 | 3.895e-05 | 0.018539 | 0.015145 | 3.0278e-05 | 3.0998e-05 | 3.0638e-05 | 0.018399 | 0.01843
0.018446 | 0.050231 | 3.918e-05 | 0.018485 | 0.015108 | 3.0555e-05 | 3.0998e-05 | 3.0777e-05 | 0.018399 | 0.01843
0.018418 | 0.050306 | 3.9296e-05 | 0.018458 | 0.01509 | 3.0695e-05 | 3.0998e-05 | 3.0847e-05 | 0.018399 | 0.01843
0.018405 | 0.050343 | 3.9354e-05 | 0.018444 | 0.015081 | 3.0766e-05 | 3.0998e-05 | 3.0882e-05 | 0.018399 | 0.01843
0.018398 | 0.050362 | 3.9384e-05 | 0.018437 | 0.015076 | 3.0801e-05 | 3.0998e-05 | 3.09e-05 | 0.018399 | 0.01843
0.018394 | 0.050371 | 3.9398e-05 | 0.018434 | 0.015074 | 3.0819e-05 | 3.0998e-05 | 3.0908e-05 | 0.018399 | 0.01843
0.018393 | 0.050376 | 3.9406e-05 | 0.018432 | 0.015073 | 3.0828e-05 | 3.0998e-05 | 3.0913e-05 | 0.018399 | 0.01843
0.018392 | 0.050378 | 3.9409e-05 | 0.018431 | 0.015072 | 3.0832e-05 | 3.0998e-05 | 3.0915e-05 | 0.018399 | 0.01843
0.018391 | 0.050379 | 3.9411e-05 | 0.018431 | 0.015072 | 3.0834e-05 | 3.0998e-05 | 3.0916e-05 | 0.018399 | 0.01843
0.018391 | 0.05038 | 3.9412e-05 | 0.018431 | 0.015072 | 3.0835e-05 | 3.0998e-05 | 3.0917e-05 | 0.018399 | 0.01843
0.018391 | 0.05038 | 3.9413e-05 | 0.018431 | 0.015072 | 3.0836e-05 | 3.0998e-05 | 3.0917e-05 | 0.018399 | 0.01843
0.018391 | 0.05038 | 3.9413e-05 | 0.01843 | 0.015072 | 3.0836e-05 | 3.0998e-05 | 3.0917e-05 | 0.018399 | 0.01843
0.018391 | 0.05038 | 3.9413e-05 | 0.01843 | 0.015071 | 3.0836e-05 | 3.0998e-05 | 3.0917e-05 | 0.018399 | 0.01843
0.018391 | 0.050381 | 3.9413e-05 | 0.01843 | 0.015071 | 3.0836e-05 | 3.0998e-05 | 3.0917e-05 | 0.018399 | 0.01843
0.018391 | 0.050381 | 3.9413e-05 | 0.01843 | 0.015071 | 3.0836e-05 | 3.0998e-05 | 3.0917e-05 | 0.018399 | 0.01843
0.018391 | 0.050381 | 3.9413e-05 | 0.01843 | 0.015071 | 3.0837e-05 | 3.0998e-05 | 3.0917e-05 | 0.018399 | 0.01843
0.018391 | 0.050381 | 3.9413e-05 | 0.01843 | 0.015071 | 3.0837e-05 | 3.0998e-05 | 3.0917e-05 | 0.018399 | 0.01843
0.018391 | 0.050381 | 3.9413e-05 | 0.01843 | 0.015071 | 3.0837e-05 | 3.0998e-05 | 3.0917e-05 | 0.018399 | 0.01843
0.018391 | 0.050381 | 3.9413e-05 | 0.01843 | 0.015071 | 3.0837e-05 | 3.0998e-05 | 3.0917e-05 | 0.018399 | 0.01843
0.018391 | 0.050381 | 3.9413e-05 | 0.01843 | 0.015071 | 3.0837e-05 | 3.0998e-05 | 3.0917e-05 | 0.018399 | 0.01843
Segment number | 77 | Length | 1 | feet
Est. water depth at upper end of segment | velocity | velocity head | total head | Hydraulic Radius | Friction slope | Friction slope | Friction head | Total head | Total head
y2 | V2 | hv2 | H2 | R2 | Sf2 | Sf1 | hf2 | H1 | H2*
(ft) | (ft/s) | (ft) | (ft) | (ft) | (ft/ft) | (ft/ft) | (ft) | (ft) | (ft)
0.046 | 0.020142 | 6.2999e-06 | 0.046006 | 0.02966 | 1.9991e-06 | 3.0837e-05 | 1.6418e-05 | 0.01843 | 0.018447
0.03222 | 0.028757 | 1.2841e-05 | 0.032233 | 0.023249 | 5.6374e-06 | 3.0837e-05 | 1.8237e-05 | 0.01843 | 0.018449
0.025328 | 0.036582 | 2.078e-05 | 0.025349 | 0.019433 | 1.1586e-05 | 3.0837e-05 | 2.1211e-05 | 0.01843 | 0.018452
0.021879 | 0.042348 | 2.7847e-05 | 0.021907 | 0.017337 | 1.8078e-05 | 3.0837e-05 | 2.4457e-05 | 0.01843 | 0.018455
0.020153 | 0.045975 | 3.2822e-05 | 0.020186 | 0.016235 | 2.3256e-05 | 3.0837e-05 | 2.7046e-05 | 0.01843 | 0.018457
0.019289 | 0.048035 | 3.5829e-05 | 0.019325 | 0.015669 | 2.6616e-05 | 3.0837e-05 | 2.8726e-05 | 0.01843 | 0.018459
0.018856 | 0.049138 | 3.7493e-05 | 0.018894 | 0.015382 | 2.8546e-05 | 3.0837e-05 | 2.9691e-05 | 0.01843 | 0.01846
0.018639 | 0.049709 | 3.837e-05 | 0.018678 | 0.015238 | 2.9584e-05 | 3.0837e-05 | 3.021e-05 | 0.01843 | 0.018461
0.018531 | 0.05 | 3.8821e-05 | 0.01857 | 0.015165 | 3.0123e-05 | 3.0837e-05 | 3.048e-05 | 0.01843 | 0.018461
0.018476 | 0.050148 | 3.9049e-05 | 0.018515 | 0.015129 | 3.0398e-05 | 3.0837e-05 | 3.0617e-05 | 0.01843 | 0.018461
0.018449 | 0.050222 | 3.9165e-05 | 0.018488 | 0.015111 | 3.0537e-05 | 3.0837e-05 | 3.0687e-05 | 0.01843 | 0.018461
0.018436 | 0.050259 | 3.9223e-05 | 0.018475 | 0.015101 | 3.0607e-05 | 3.0837e-05 | 3.0722e-05 | 0.01843 | 0.018461
0.018429 | 0.050277 | 3.9252e-05 | 0.018468 | 0.015097 | 3.0642e-05 | 3.0837e-05 | 3.0739e-05 | 0.01843 | 0.018461
0.018425 | 0.050287 | 3.9266e-05 | 0.018465 | 0.015095 | 3.0659e-05 | 3.0837e-05 | 3.0748e-05 | 0.01843 | 0.018461
0.018424 | 0.050291 | 3.9274e-05 | 0.018463 | 0.015093 | 3.0668e-05 | 3.0837e-05 | 3.0752e-05 | 0.01843 | 0.018461
0.018423 | 0.050294 | 3.9277e-05 | 0.018462 | 0.015093 | 3.0672e-05 | 3.0837e-05 | 3.0755e-05 | 0.01843 | 0.018461
0.018422 | 0.050295 | 3.9279e-05 | 0.018462 | 0.015093 | 3.0675e-05 | 3.0837e-05 | 3.0756e-05 | 0.01843 | 0.018461
0.018422 | 0.050296 | 3.928e-05 | 0.018461 | 0.015092 | 3.0676e-05 | 3.0837e-05 | 3.0756e-05 | 0.01843 | 0.018461
0.018422 | 0.050296 | 3.9281e-05 | 0.018461 | 0.015092 | 3.0676e-05 | 3.0837e-05 | 3.0756e-05 | 0.01843 | 0.018461
0.018422 | 0.050296 | 3.9281e-05 | 0.018461 | 0.015092 | 3.0677e-05 | 3.0837e-05 | 3.0757e-05 | 0.01843 | 0.018461
0.018422 | 0.050296 | 3.9281e-05 | 0.018461 | 0.015092 | 3.0677e-05 | 3.0837e-05 | 3.0757e-05 | 0.01843 | 0.018461
0.018422 | 0.050296 | 3.9281e-05 | 0.018461 | 0.015092 | 3.0677e-05 | 3.0837e-05 | 3.0757e-05 | 0.01843 | 0.018461
0.018422 | 0.050296 | 3.9281e-05 | 0.018461 | 0.015092 | 3.0677e-05 | 3.0837e-05 | 3.0757e-05 | 0.01843 | 0.018461
0.018422 | 0.050296 | 3.9281e-05 | 0.018461 | 0.015092 | 3.0677e-05 | 3.0837e-05 | 3.0757e-05 | 0.01843 | 0.018461
0.018422 | 0.050296 | 3.9281e-05 | 0.018461 | 0.015092 | 3.0677e-05 | 3.0837e-05 | 3.0757e-05 | 0.01843 | 0.018461
0.018422 | 0.050296 | 3.9281e-05 | 0.018461 | 0.015092 | 3.0677e-05 | 3.0837e-05 | 3.0757e-05 | 0.01843 | 0.018461
0.018422 | 0.050296 | 3.9281e-05 | 0.018461 | 0.015092 | 3.0677e-05 | 3.0837e-05 | 3.0757e-05 | 0.01843 | 0.018461
0.018422 | 0.050296 | 3.9281e-05 | 0.018461 | 0.015092 | 3.0677e-05 | 3.0837e-05 | 3.0757e-05 | 0.01843 | 0.018461
Segment number | 78 | Length | 1 | feet
Est. water depth at upper end of segment | velocity | velocity head | total head | Hydraulic Radius | Friction slope | Friction slope | Friction head | Total head | Total head
y2 | V2 | hv2 | H2 | R2 | Sf2 | Sf1 | hf2 | H1 | H2*
(ft) | (ft/s) | (ft) | (ft) | (ft) | (ft/ft) | (ft/ft) | (ft) | (ft) | (ft)
0.046 | 0.020142 | 6.2999e-06 | 0.046006 | 0.02966 | 1.9991e-06 | 3.0677e-05 | 1.6338e-05 | 0.018461 | 0.018477
0.032236 | 0.028743 | 1.2829e-05 | 0.032248 | 0.023257 | 5.6295e-06 | 3.0677e-05 | 1.8153e-05 | 0.018461 | 0.018479
0.025351 | 0.036549 | 2.0742e-05 | 0.025372 | 0.019447 | 1.1554e-05 | 3.0677e-05 | 2.1115e-05 | 0.018461 | 0.018482
0.021906 | 0.042296 | 2.7779e-05 | 0.021934 | 0.017354 | 1.801e-05 | 3.0677e-05 | 2.4343e-05 | 0.018461 | 0.018486
0.020182 | 0.04591 | 3.2728e-05 | 0.020215 | 0.016254 | 2.3155e-05 | 3.0677e-05 | 2.6916e-05 | 0.018461 | 0.018488
0.019319 | 0.047961 | 3.5719e-05 | 0.019354 | 0.015689 | 2.649e-05 | 3.0677e-05 | 2.8583e-05 | 0.018461 | 0.01849
0.018886 | 0.049059 | 3.7373e-05 | 0.018924 | 0.015403 | 2.8405e-05 | 3.0677e-05 | 2.9541e-05 | 0.018461 | 0.018491
0.01867 | 0.049628 | 3.8245e-05 | 0.018708 | 0.015258 | 2.9435e-05 | 3.0677e-05 | 3.0056e-05 | 0.018461 | 0.018491
0.018561 | 0.049918 | 3.8693e-05 | 0.0186 | 0.015186 | 2.997e-05 | 3.0677e-05 | 3.0323e-05 | 0.018461 | 0.018491
0.018507 | 0.050064 | 3.892e-05 | 0.018546 | 0.015149 | 3.0242e-05 | 3.0677e-05 | 3.046e-05 | 0.018461 | 0.018492
0.01848 | 0.050138 | 3.9035e-05 | 0.018519 | 0.015131 | 3.038e-05 | 3.0677e-05 | 3.0529e-05 | 0.018461 | 0.018492
0.018466 | 0.050175 | 3.9092e-05 | 0.018505 | 0.015122 | 3.0449e-05 | 3.0677e-05 | 3.0563e-05 | 0.018461 | 0.018492
0.018459 | 0.050194 | 3.9121e-05 | 0.018499 | 0.015117 | 3.0484e-05 | 3.0677e-05 | 3.0581e-05 | 0.018461 | 0.018492
0.018456 | 0.050203 | 3.9136e-05 | 0.018495 | 0.015115 | 3.0502e-05 | 3.0677e-05 | 3.0589e-05 | 0.018461 | 0.018492
0.018454 | 0.050208 | 3.9143e-05 | 0.018493 | 0.015114 | 3.051e-05 | 3.0677e-05 | 3.0594e-05 | 0.018461 | 0.018492
0.018453 | 0.05021 | 3.9147e-05 | 0.018493 | 0.015113 | 3.0515e-05 | 3.0677e-05 | 3.0596e-05 | 0.018461 | 0.018492
0.018453 | 0.050211 | 3.9148e-05 | 0.018492 | 0.015113 | 3.0517e-05 | 3.0677e-05 | 3.0597e-05 | 0.018461 | 0.018492
0.018453 | 0.050212 | 3.9149e-05 | 0.018492 | 0.015113 | 3.0518e-05 | 3.0677e-05 | 3.0598e-05 | 0.018461 | 0.018492
0.018453 | 0.050212 | 3.915e-05 | 0.018492 | 0.015113 | 3.0519e-05 | 3.0677e-05 | 3.0598e-05 | 0.018461 | 0.018492
0.018453 | 0.050212 | 3.915e-05 | 0.018492 | 0.015113 | 3.0519e-05 | 3.0677e-05 | 3.0598e-05 | 0.018461 | 0.018492
0.018453 | 0.050212 | 3.915e-05 | 0.018492 | 0.015113 | 3.0519e-05 | 3.0677e-05 | 3.0598e-05 | 0.018461 | 0.018492
0.018453 | 0.050212 | 3.915e-05 | 0.018492 | 0.015113 | 3.0519e-05 | 3.0677e-05 | 3.0598e-05 | 0.018461 | 0.018492
0.018453 | 0.050212 | 3.915e-05 | 0.018492 | 0.015113 | 3.0519e-05 | 3.0677e-05 | 3.0598e-05 | 0.018461 | 0.018492
0.018453 | 0.050212 | 3.915e-05 | 0.018492 | 0.015113 | 3.0519e-05 | 3.0677e-05 | 3.0598e-05 | 0.018461 | 0.018492
0.018453 | 0.050212 | 3.915e-05 | 0.018492 | 0.015113 | 3.0519e-05 | 3.0677e-05 | 3.0598e-05 | 0.018461 | 0.018492
0.018453 | 0.050212 | 3.915e-05 | 0.018492 | 0.015113 | 3.0519e-05 | 3.0677e-05 | 3.0598e-05 | 0.018461 | 0.018492
0.018453 | 0.050212 | 3.915e-05 | 0.018492 | 0.015113 | 3.0519e-05 | 3.0677e-05 | 3.0598e-05 | 0.018461 | 0.018492
0.018453 | 0.050212 | 3.915e-05 | 0.018492 | 0.015113 | 3.0519e-05 | 3.0677e-05 | 3.0598e-05 | 0.018461 | 0.018492
Segment number | 79 | Length | 1 | feet
Est. water depth at upper end of segment | velocity | velocity head | total head | Hydraulic Radius | Friction slope | Friction slope | Friction head | Total head | Total head
y2 | V2 | hv2 | H2 | R2 | Sf2 | Sf1 | hf2 | H1 | H2*
(ft) | (ft/s) | (ft) | (ft) | (ft) | (ft/ft) | (ft/ft) | (ft) | (ft) | (ft)
0.046 | 0.020142 | 6.2999e-06 | 0.046006 | 0.02966 | 1.9991e-06 | 3.0519e-05 | 1.6259e-05 | 0.018492 | 0.018508
0.032251 | 0.028729 | 1.2816e-05 | 0.032264 | 0.023265 | 5.6216e-06 | 3.0519e-05 | 1.807e-05 | 0.018492 | 0.01851
0.025374 | 0.036516 | 2.0705e-05 | 0.025395 | 0.01946 | 1.1522e-05 | 3.0519e-05 | 2.1021e-05 | 0.018492 | 0.018513
0.021933 | 0.042244 | 2.7711e-05 | 0.021961 | 0.01737 | 1.7943e-05 | 3.0519e-05 | 2.4231e-05 | 0.018492 | 0.018516
0.020211 | 0.045845 | 3.2636e-05 | 0.020243 | 0.016272 | 2.3054e-05 | 3.0519e-05 | 2.6787e-05 | 0.018492 | 0.018519
0.019348 | 0.047888 | 3.561e-05 | 0.019384 | 0.015708 | 2.6365e-05 | 3.0519e-05 | 2.8442e-05 | 0.018492 | 0.01852
0.018916 | 0.048981 | 3.7254e-05 | 0.018954 | 0.015423 | 2.8266e-05 | 3.0519e-05 | 2.9393e-05 | 0.018492 | 0.018521
0.0187 | 0.049548 | 3.8121e-05 | 0.018738 | 0.015278 | 2.9288e-05 | 3.0519e-05 | 2.9904e-05 | 0.018492 | 0.018522
0.018592 | 0.049836 | 3.8566e-05 | 0.01863 | 0.015206 | 2.9818e-05 | 3.0519e-05 | 3.0169e-05 | 0.018492 | 0.018522
0.018538 | 0.049982 | 3.8792e-05 | 0.018576 | 0.01517 | 3.0089e-05 | 3.0519e-05 | 3.0304e-05 | 0.018492 | 0.018522
0.01851 | 0.050055 | 3.8906e-05 | 0.018549 | 0.015152 | 3.0225e-05 | 3.0519e-05 | 3.0372e-05 | 0.018492 | 0.018522
0.018497 | 0.050092 | 3.8963e-05 | 0.018536 | 0.015142 | 3.0294e-05 | 3.0519e-05 | 3.0407e-05 | 0.018492 | 0.018522
0.01849 | 0.050111 | 3.8992e-05 | 0.018529 | 0.015138 | 3.0329e-05 | 3.0519e-05 | 3.0424e-05 | 0.018492 | 0.018522
0.018487 | 0.05012 | 3.9006e-05 | 0.018526 | 0.015136 | 3.0346e-05 | 3.0519e-05 | 3.0433e-05 | 0.018492 | 0.018522
0.018485 | 0.050125 | 3.9014e-05 | 0.018524 | 0.015134 | 3.0355e-05 | 3.0519e-05 | 3.0437e-05 | 0.018492 | 0.018522
0.018484 | 0.050127 | 3.9017e-05 | 0.018523 | 0.015134 | 3.0359e-05 | 3.0519e-05 | 3.0439e-05 | 0.018492 | 0.018522
0.018484 | 0.050128 | 3.9019e-05 | 0.018523 | 0.015134 | 3.0361e-05 | 3.0519e-05 | 3.044e-05 | 0.018492 | 0.018522
0.018483 | 0.050129 | 3.902e-05 | 0.018522 | 0.015133 | 3.0362e-05 | 3.0519e-05 | 3.0441e-05 | 0.018492 | 0.018522
0.018483 | 0.050129 | 3.902e-05 | 0.018522 | 0.015133 | 3.0363e-05 | 3.0519e-05 | 3.0441e-05 | 0.018492 | 0.018522
0.018483 | 0.050129 | 3.9021e-05 | 0.018522 | 0.015133 | 3.0363e-05 | 3.0519e-05 | 3.0441e-05 | 0.018492 | 0.018522
0.018483 | 0.050129 | 3.9021e-05 | 0.018522 | 0.015133 | 3.0363e-05 | 3.0519e-05 | 3.0441e-05 | 0.018492 | 0.018522
0.018483 | 0.050129 | 3.9021e-05 | 0.018522 | 0.015133 | 3.0363e-05 | 3.0519e-05 | 3.0441e-05 | 0.018492 | 0.018522
0.018483 | 0.050129 | 3.9021e-05 | 0.018522 | 0.015133 | 3.0363e-05 | 3.0519e-05 | 3.0441e-05 | 0.018492 | 0.018522
0.018483 | 0.050129 | 3.9021e-05 | 0.018522 | 0.015133 | 3.0363e-05 | 3.0519e-05 | 3.0441e-05 | 0.018492 | 0.018522
0.018483 | 0.050129 | 3.9021e-05 | 0.018522 | 0.015133 | 3.0363e-05 | 3.0519e-05 | 3.0441e-05 | 0.018492 | 0.018522
0.018483 | 0.050129 | 3.9021e-05 | 0.018522 | 0.015133 | 3.0363e-05 | 3.0519e-05 | 3.0441e-05 | 0.018492 | 0.018522
0.018483 | 0.050129 | 3.9021e-05 | 0.018522 | 0.015133 | 3.0363e-05 | 3.0519e-05 | 3.0441e-05 | 0.018492 | 0.018522
0.018483 | 0.050129 | 3.9021e-05 | 0.018522 | 0.015133 | 3.0363e-05 | 3.0519e-05 | 3.0441e-05 | 0.018492 | 0.018522
Segment number | 80 | Length | 1 | feet
Est. water depth at upper end of segment | velocity | velocity head | total head | Hydraulic Radius | Friction slope | Friction slope | Friction head | Total head | Total head
y2 | V2 | hv2 | H2 | R2 | Sf2 | Sf1 | hf2 | H1 | H2*
(ft) | (ft/s) | (ft) | (ft) | (ft) | (ft/ft) | (ft/ft) | (ft) | (ft) | (ft)
0.046 | 0.020142 | 6.2999e-06 | 0.046006 | 0.02966 | 1.9991e-06 | 3.0363e-05 | 1.6181e-05 | 0.018522 | 0.018538
0.032266 | 0.028716 | 1.2804e-05 | 0.032279 | 0.023273 | 5.6138e-06 | 3.0363e-05 | 1.7989e-05 | 0.018522 | 0.01854
0.025397 | 0.036483 | 2.0668e-05 | 0.025417 | 0.019474 | 1.1491e-05 | 3.0363e-05 | 2.0927e-05 | 0.018522 | 0.018543
0.02196 | 0.042193 | 2.7644e-05 | 0.021987 | 0.017387 | 1.7877e-05 | 3.0363e-05 | 2.412e-05 | 0.018522 | 0.018546
0.020239 | 0.04578 | 3.2544e-05 | 0.020272 | 0.016291 | 2.2954e-05 | 3.0363e-05 | 2.6659e-05 | 0.018522 | 0.018549
0.019378 | 0.047815 | 3.5501e-05 | 0.019413 | 0.015728 | 2.6242e-05 | 3.0363e-05 | 2.8303e-05 | 0.018522 | 0.018551
0.018946 | 0.048904 | 3.7136e-05 | 0.018983 | 0.015442 | 2.8129e-05 | 3.0363e-05 | 2.9246e-05 | 0.018522 | 0.018551
0.01873 | 0.049468 | 3.7998e-05 | 0.018768 | 0.015299 | 2.9142e-05 | 3.0363e-05 | 2.9753e-05 | 0.018522 | 0.018552
0.018622 | 0.049755 | 3.8441e-05 | 0.018661 | 0.015226 | 2.9669e-05 | 3.0363e-05 | 3.0016e-05 | 0.018522 | 0.018552
0.018568 | 0.0499 | 3.8665e-05 | 0.018607 | 0.01519 | 2.9937e-05 | 3.0363e-05 | 3.015e-05 | 0.018522 | 0.018552
0.018541 | 0.049973 | 3.8779e-05 | 0.01858 | 0.015172 | 3.0073e-05 | 3.0363e-05 | 3.0218e-05 | 0.018522 | 0.018552
0.018527 | 0.05001 | 3.8836e-05 | 0.018566 | 0.015163 | 3.0141e-05 | 3.0363e-05 | 3.0252e-05 | 0.018522 | 0.018552
0.01852 | 0.050028 | 3.8864e-05 | 0.018559 | 0.015158 | 3.0175e-05 | 3.0363e-05 | 3.0269e-05 | 0.018522 | 0.018552
0.018517 | 0.050038 | 3.8878e-05 | 0.018556 | 0.015156 | 3.0192e-05 | 3.0363e-05 | 3.0278e-05 | 0.018522 | 0.018552
0.018515 | 0.050042 | 3.8886e-05 | 0.018554 | 0.015155 | 3.0201e-05 | 3.0363e-05 | 3.0282e-05 | 0.018522 | 0.018552
0.018514 | 0.050045 | 3.8889e-05 | 0.018553 | 0.015154 | 3.0205e-05 | 3.0363e-05 | 3.0284e-05 | 0.018522 | 0.018552
0.018514 | 0.050046 | 3.8891e-05 | 0.018553 | 0.015154 | 3.0207e-05 | 3.0363e-05 | 3.0285e-05 | 0.018522 | 0.018552
0.018514 | 0.050046 | 3.8892e-05 | 0.018553 | 0.015154 | 3.0208e-05 | 3.0363e-05 | 3.0286e-05 | 0.018522 | 0.018552
0.018514 | 0.050047 | 3.8892e-05 | 0.018553 | 0.015154 | 3.0209e-05 | 3.0363e-05 | 3.0286e-05 | 0.018522 | 0.018552
0.018514 | 0.050047 | 3.8893e-05 | 0.018553 | 0.015154 | 3.0209e-05 | 3.0363e-05 | 3.0286e-05 | 0.018522 | 0.018552
0.018514 | 0.050047 | 3.8893e-05 | 0.018553 | 0.015154 | 3.0209e-05 | 3.0363e-05 | 3.0286e-05 | 0.018522 | 0.018552
0.018514 | 0.050047 | 3.8893e-05 | 0.018552 | 0.015154 | 3.0209e-05 | 3.0363e-05 | 3.0286e-05 | 0.018522 | 0.018552
0.018514 | 0.050047 | 3.8893e-05 | 0.018552 | 0.015154 | 3.0209e-05 | 3.0363e-05 | 3.0286e-05 | 0.018522 | 0.018552
0.018514 | 0.050047 | 3.8893e-05 | 0.018552 | 0.015154 | 3.0209e-05 | 3.0363e-05 | 3.0286e-05 | 0.018522 | 0.018552
0.018514 | 0.050047 | 3.8893e-05 | 0.018552 | 0.015154 | 3.021e-05 | 3.0363e-05 | 3.0286e-05 | 0.018522 | 0.018552
0.018514 | 0.050047 | 3.8893e-05 | 0.018552 | 0.015154 | 3.021e-05 | 3.0363e-05 | 3.0286e-05 | 0.018522 | 0.018552
0.018514 | 0.050047 | 3.8893e-05 | 0.018552 | 0.015154 | 3.021e-05 | 3.0363e-05 | 3.0286e-05 | 0.018522 | 0.018552
0.018514 | 0.050047 | 3.8893e-05 | 0.018552 | 0.015154 | 3.021e-05 | 3.0363e-05 | 3.0286e-05 | 0.018522 | 0.018552
Segment number | 81 | Length | 1 | feet
Est. water depth at upper end of segment | velocity | velocity head | total head | Hydraulic Radius | Friction slope | Friction slope | Friction head | Total head | Total head
y2 | V2 | hv2 | H2 | R2 | Sf2 | Sf1 | hf2 | H1 | H2*
(ft) | (ft/s) | (ft) | (ft) | (ft) | (ft/ft) | (ft/ft) | (ft) | (ft) | (ft)
0.046 | 0.020142 | 6.2999e-06 | 0.046006 | 0.02966 | 1.9991e-06 | 3.021e-05 | 1.6104e-05 | 0.018552 | 0.018569
0.032281 | 0.028702 | 1.2792e-05 | 0.032294 | 0.023281 | 5.606e-06 | 3.021e-05 | 1.7908e-05 | 0.018552 | 0.01857
0.025419 | 0.03645 | 2.0631e-05 | 0.02544 | 0.019487 | 1.146e-05 | 3.021e-05 | 2.0835e-05 | 0.018552 | 0.018573
0.021986 | 0.042143 | 2.7578e-05 | 0.022014 | 0.017404 | 1.7811e-05 | 3.021e-05 | 2.401e-05 | 0.018552 | 0.018576
0.020267 | 0.045716 | 3.2453e-05 | 0.0203 | 0.016309 | 2.2856e-05 | 3.021e-05 | 2.6533e-05 | 0.018552 | 0.018579
0.019407 | 0.047743 | 3.5394e-05 | 0.019442 | 0.015747 | 2.612e-05 | 3.021e-05 | 2.8165e-05 | 0.018552 | 0.018581
0.018976 | 0.048827 | 3.702e-05 | 0.019013 | 0.015462 | 2.7993e-05 | 3.021e-05 | 2.9101e-05 | 0.018552 | 0.018582
0.01876 | 0.049389 | 3.7876e-05 | 0.018798 | 0.015319 | 2.8999e-05 | 3.021e-05 | 2.9604e-05 | 0.018552 | 0.018582
0.018652 | 0.049675 | 3.8317e-05 | 0.018691 | 0.015247 | 2.9521e-05 | 3.021e-05 | 2.9865e-05 | 0.018552 | 0.018582
0.018598 | 0.049819 | 3.854e-05 | 0.018637 | 0.01521 | 2.9787e-05 | 3.021e-05 | 2.9998e-05 | 0.018552 | 0.018582
0.018571 | 0.049892 | 3.8652e-05 | 0.01861 | 0.015192 | 2.9922e-05 | 3.021e-05 | 3.0066e-05 | 0.018552 | 0.018583
0.018557 | 0.049929 | 3.8709e-05 | 0.018596 | 0.015183 | 2.9989e-05 | 3.021e-05 | 3.0099e-05 | 0.018552 | 0.018583
0.018551 | 0.049947 | 3.8737e-05 | 0.018589 | 0.015179 | 3.0023e-05 | 3.021e-05 | 3.0116e-05 | 0.018552 | 0.018583
0.018547 | 0.049956 | 3.8752e-05 | 0.018586 | 0.015176 | 3.004e-05 | 3.021e-05 | 3.0125e-05 | 0.018552 | 0.018583
0.018546 | 0.049961 | 3.8759e-05 | 0.018584 | 0.015175 | 3.0049e-05 | 3.021e-05 | 3.0129e-05 | 0.018552 | 0.018583
0.018545 | 0.049963 | 3.8762e-05 | 0.018583 | 0.015175 | 3.0053e-05 | 3.021e-05 | 3.0131e-05 | 0.018552 | 0.018583
0.018544 | 0.049964 | 3.8764e-05 | 0.018583 | 0.015174 | 3.0055e-05 | 3.021e-05 | 3.0132e-05 | 0.018552 | 0.018583
0.018544 | 0.049965 | 3.8765e-05 | 0.018583 | 0.015174 | 3.0056e-05 | 3.021e-05 | 3.0133e-05 | 0.018552 | 0.018583
0.018544 | 0.049965 | 3.8766e-05 | 0.018583 | 0.015174 | 3.0057e-05 | 3.021e-05 | 3.0133e-05 | 0.018552 | 0.018583
0.018544 | 0.049965 | 3.8766e-05 | 0.018583 | 0.015174 | 3.0057e-05 | 3.021e-05 | 3.0133e-05 | 0.018552 | 0.018583
0.018544 | 0.049965 | 3.8766e-05 | 0.018583 | 0.015174 | 3.0057e-05 | 3.021e-05 | 3.0133e-05 | 0.018552 | 0.018583
0.018544 | 0.049965 | 3.8766e-05 | 0.018583 | 0.015174 | 3.0057e-05 | 3.021e-05 | 3.0133e-05 | 0.018552 | 0.018583
0.018544 | 0.049965 | 3.8766e-05 | 0.018583 | 0.015174 | 3.0057e-05 | 3.021e-05 | 3.0133e-05 | 0.018552 | 0.018583
0.018544 | 0.049965 | 3.8766e-05 | 0.018583 | 0.015174 | 3.0057e-05 | 3.021e-05 | 3.0133e-05 | 0.018552 | 0.018583
0.018544 | 0.049965 | 3.8766e-05 | 0.018583 | 0.015174 | 3.0057e-05 | 3.021e-05 | 3.0133e-05 | 0.018552 | 0.018583
0.018544 | 0.049965 | 3.8766e-05 | 0.018583 | 0.015174 | 3.0057e-05 | 3.021e-05 | 3.0133e-05 | 0.018552 | 0.018583
0.018544 | 0.049965 | 3.8766e-05 | 0.018583 | 0.015174 | 3.0057e-05 | 3.021e-05 | 3.0133e-05 | 0.018552 | 0.018583
0.018544 | 0.049965 | 3.8766e-05 | 0.018583 | 0.015174 | 3.0057e-05 | 3.021e-05 | 3.0133e-05 | 0.018552 | 0.018583
Segment number | 82 | Length | 1 | feet
Est. water depth at upper end of segment | velocity | velocity head | total head | Hydraulic Radius | Friction slope | Friction slope | Friction head | Total head | Total head
y2 | V2 | hv2 | H2 | R2 | Sf2 | Sf1 | hf2 | H1 | H2*
(ft) | (ft/s) | (ft) | (ft) | (ft) | (ft/ft) | (ft/ft) | (ft) | (ft) | (ft)
0.046 | 0.020142 | 6.2999e-06 | 0.046006 | 0.02966 | 1.9991e-06 | 3.0057e-05 | 1.6028e-05 | 0.018583 | 0.018599
0.032296 | 0.028689 | 1.2781e-05 | 0.032309 | 0.023289 | 5.5983e-06 | 3.0057e-05 | 1.7828e-05 | 0.018583 | 0.0186
0.025442 | 0.036418 | 2.0594e-05 | 0.025463 | 0.0195 | 1.143e-05 | 3.0057e-05 | 2.0744e-05 | 0.018583 | 0.018603
0.022012 | 0.042092 | 2.7512e-05 | 0.02204 | 0.01742 | 1.7746e-05 | 3.0057e-05 | 2.3902e-05 | 0.018583 | 0.018607
0.020296 | 0.045653 | 3.2363e-05 | 0.020328 | 0.016327 | 2.2758e-05 | 3.0057e-05 | 2.6408e-05 | 0.018583 | 0.018609
0.019436 | 0.047671 | 3.5288e-05 | 0.019471 | 0.015766 | 2.5999e-05 | 3.0057e-05 | 2.8028e-05 | 0.018583 | 0.018611
0.019006 | 0.048751 | 3.6905e-05 | 0.019043 | 0.015482 | 2.7858e-05 | 3.0057e-05 | 2.8958e-05 | 0.018583 | 0.018612
0.01879 | 0.04931 | 3.7756e-05 | 0.018828 | 0.015339 | 2.8856e-05 | 3.0057e-05 | 2.9457e-05 | 0.018583 | 0.018612
0.018682 | 0.049595 | 3.8194e-05 | 0.01872 | 0.015267 | 2.9375e-05 | 3.0057e-05 | 2.9716e-05 | 0.018583 | 0.018612
0.018628 | 0.049739 | 3.8416e-05 | 0.018667 | 0.01523 | 2.9639e-05 | 3.0057e-05 | 2.9848e-05 | 0.018583 | 0.018612
0.018601 | 0.049811 | 3.8528e-05 | 0.01864 | 0.015212 | 2.9772e-05 | 3.0057e-05 | 2.9915e-05 | 0.018583 | 0.018613
0.018588 | 0.049848 | 3.8584e-05 | 0.018626 | 0.015203 | 2.9839e-05 | 3.0057e-05 | 2.9948e-05 | 0.018583 | 0.018613
0.018581 | 0.049866 | 3.8612e-05 | 0.018619 | 0.015199 | 2.9873e-05 | 3.0057e-05 | 2.9965e-05 | 0.018583 | 0.018613
0.018577 | 0.049875 | 3.8626e-05 | 0.018616 | 0.015196 | 2.989e-05 | 3.0057e-05 | 2.9974e-05 | 0.018583 | 0.018613
0.018576 | 0.04988 | 3.8633e-05 | 0.018614 | 0.015195 | 2.9899e-05 | 3.0057e-05 | 2.9978e-05 | 0.018583 | 0.018613
0.018575 | 0.049882 | 3.8637e-05 | 0.018613 | 0.015195 | 2.9903e-05 | 3.0057e-05 | 2.998e-05 | 0.018583 | 0.018613
0.018574 | 0.049883 | 3.8639e-05 | 0.018613 | 0.015194 | 2.9905e-05 | 3.0057e-05 | 2.9981e-05 | 0.018583 | 0.018613
0.018574 | 0.049884 | 3.8639e-05 | 0.018613 | 0.015194 | 2.9906e-05 | 3.0057e-05 | 2.9982e-05 | 0.018583 | 0.018613
0.018574 | 0.049884 | 3.864e-05 | 0.018613 | 0.015194 | 2.9907e-05 | 3.0057e-05 | 2.9982e-05 | 0.018583 | 0.018613
0.018574 | 0.049884 | 3.864e-05 | 0.018613 | 0.015194 | 2.9907e-05 | 3.0057e-05 | 2.9982e-05 | 0.018583 | 0.018613
0.018574 | 0.049884 | 3.864e-05 | 0.018613 | 0.015194 | 2.9907e-05 | 3.0057e-05 | 2.9982e-05 | 0.018583 | 0.018613
0.018574 | 0.049884 | 3.864e-05 | 0.018613 | 0.015194 | 2.9907e-05 | 3.0057e-05 | 2.9982e-05 | 0.018583 | 0.018613
0.018574 | 0.049884 | 3.864e-05 | 0.018613 | 0.015194 | 2.9907e-05 | 3.0057e-05 | 2.9982e-05 | 0.018583 | 0.018613
0.018574 | 0.049884 | 3.864e-05 | 0.018613 | 0.015194 | 2.9907e-05 | 3.0057e-05 | 2.9982e-05 | 0.018583 | 0.018613
0.018574 | 0.049884 | 3.864e-05 | 0.018613 | 0.015194 | 2.9907e-05 | 3.0057e-05 | 2.9982e-05 | 0.018583 | 0.018613
0.018574 | 0.049884 | 3.864e-05 | 0.018613 | 0.015194 | 2.9907e-05 | 3.0057e-05 | 2.9982e-05 | 0.018583 | 0.018613
0.018574 | 0.049884 | 3.864e-05 | 0.018613 | 0.015194 | 2.9907e-05 | 3.0057e-05 | 2.9982e-05 | 0.018583 | 0.018613
0.018574 | 0.049884 | 3.864e-05 | 0.018613 | 0.015194 | 2.9907e-05 | 3.0057e-05 | 2.9982e-05 | 0.018583 | 0.018613
Segment number | 83 | Length | 1 | feet
Est. water depth at upper end of segment | velocity | velocity head | total head | Hydraulic Radius | Friction slope | Friction slope | Friction head | Total head | Total head
y2 | V2 | hv2 | H2 | R2 | Sf2 | Sf1 | hf2 | H1 | H2*
(ft) | (ft/s) | (ft) | (ft) | (ft) | (ft/ft) | (ft/ft) | (ft) | (ft) | (ft)
0.046 | 0.020142 | 6.2999e-06 | 0.046006 | 0.02966 | 1.9991e-06 | 2.9907e-05 | 1.5953e-05 | 0.018613 | 0.018629
0.032311 | 0.028676 | 1.2769e-05 | 0.032324 | 0.023296 | 5.5906e-06 | 2.9907e-05 | 1.7749e-05 | 0.018613 | 0.01863
0.025464 | 0.036386 | 2.0558e-05 | 0.025485 | 0.019513 | 1.1399e-05 | 2.9907e-05 | 2.0653e-05 | 0.018613 | 0.018633
0.022039 | 0.042042 | 2.7446e-05 | 0.022066 | 0.017436 | 1.7682e-05 | 2.9907e-05 | 2.3794e-05 | 0.018613 | 0.018636
0.020324 | 0.045589 | 3.2273e-05 | 0.020356 | 0.016345 | 2.2662e-05 | 2.9907e-05 | 2.6284e-05 | 0.018613 | 0.018639
0.019465 | 0.0476 | 3.5183e-05 | 0.0195 | 0.015785 | 2.588e-05 | 2.9907e-05 | 2.7894e-05 | 0.018613 | 0.01864
0.019035 | 0.048675 | 3.679e-05 | 0.019072 | 0.015501 | 2.7725e-05 | 2.9907e-05 | 2.8816e-05 | 0.018613 | 0.018641
0.01882 | 0.049232 | 3.7637e-05 | 0.018858 | 0.015358 | 2.8716e-05 | 2.9907e-05 | 2.9312e-05 | 0.018613 | 0.018642
0.018712 | 0.049516 | 3.8072e-05 | 0.01875 | 0.015286 | 2.923e-05 | 2.9907e-05 | 2.9569e-05 | 0.018613 | 0.018642
0.018658 | 0.049659 | 3.8293e-05 | 0.018696 | 0.01525 | 2.9492e-05 | 2.9907e-05 | 2.97e-05 | 0.018613 | 0.018642
0.018631 | 0.049731 | 3.8404e-05 | 0.018669 | 0.015232 | 2.9625e-05 | 2.9907e-05 | 2.9766e-05 | 0.018613 | 0.018642
0.018618 | 0.049768 | 3.846e-05 | 0.018656 | 0.015223 | 2.9691e-05 | 2.9907e-05 | 2.9799e-05 | 0.018613 | 0.018642
0.018611 | 0.049786 | 3.8488e-05 | 0.018649 | 0.015219 | 2.9725e-05 | 2.9907e-05 | 2.9816e-05 | 0.018613 | 0.018642
0.018607 | 0.049795 | 3.8502e-05 | 0.018646 | 0.015216 | 2.9742e-05 | 2.9907e-05 | 2.9824e-05 | 0.018613 | 0.018642
0.018606 | 0.049799 | 3.8509e-05 | 0.018644 | 0.015215 | 2.975e-05 | 2.9907e-05 | 2.9829e-05 | 0.018613 | 0.018642
0.018605 | 0.049802 | 3.8513e-05 | 0.018643 | 0.015215 | 2.9754e-05 | 2.9907e-05 | 2.9831e-05 | 0.018613 | 0.018642
0.018604 | 0.049803 | 3.8514e-05 | 0.018643 | 0.015214 | 2.9756e-05 | 2.9907e-05 | 2.9832e-05 | 0.018613 | 0.018642
0.018604 | 0.049803 | 3.8515e-05 | 0.018643 | 0.015214 | 2.9757e-05 | 2.9907e-05 | 2.9832e-05 | 0.018613 | 0.018642
0.018604 | 0.049804 | 3.8516e-05 | 0.018643 | 0.015214 | 2.9758e-05 | 2.9907e-05 | 2.9833e-05 | 0.018613 | 0.018642
0.018604 | 0.049804 | 3.8516e-05 | 0.018642 | 0.015214 | 2.9758e-05 | 2.9907e-05 | 2.9833e-05 | 0.018613 | 0.018642
0.018604 | 0.049804 | 3.8516e-05 | 0.018642 | 0.015214 | 2.9758e-05 | 2.9907e-05 | 2.9833e-05 | 0.018613 | 0.018642
0.018604 | 0.049804 | 3.8516e-05 | 0.018642 | 0.015214 | 2.9758e-05 | 2.9907e-05 | 2.9833e-05 | 0.018613 | 0.018642
0.018604 | 0.049804 | 3.8516e-05 | 0.018642 | 0.015214 | 2.9758e-05 | 2.9907e-05 | 2.9833e-05 | 0.018613 | 0.018642
0.018604 | 0.049804 | 3.8516e-05 | 0.018642 | 0.015214 | 2.9758e-05 | 2.9907e-05 | 2.9833e-05 | 0.018613 | 0.018642
0.018604 | 0.049804 | 3.8516e-05 | 0.018642 | 0.015214 | 2.9758e-05 | 2.9907e-05 | 2.9833e-05 | 0.018613 | 0.018642
0.018604 | 0.049804 | 3.8516e-05 | 0.018642 | 0.015214 | 2.9758e-05 | 2.9907e-05 | 2.9833e-05 | 0.018613 | 0.018642
0.018604 | 0.049804 | 3.8516e-05 | 0.018642 | 0.015214 | 2.9759e-05 | 2.9907e-05 | 2.9833e-05 | 0.018613 | 0.018642
0.018604 | 0.049804 | 3.8516e-05 | 0.018642 | 0.015214 | 2.9759e-05 | 2.9907e-05 | 2.9833e-05 | 0.018613 | 0.018642
Segment number | 84 | Length | 1 | feet
Est. water depth at upper end of segment | velocity | velocity head | total head | Hydraulic Radius | Friction slope | Friction slope | Friction head | Total head | Total head
y2 | V2 | hv2 | H2 | R2 | Sf2 | Sf1 | hf2 | H1 | H2*
(ft) | (ft/s) | (ft) | (ft) | (ft) | (ft/ft) | (ft/ft) | (ft) | (ft) | (ft)
0.046 | 0.020142 | 6.2999e-06 | 0.046006 | 0.02966 | 1.9991e-06 | 2.9759e-05 | 1.5879e-05 | 0.018642 | 0.018658
0.032326 | 0.028663 | 1.2757e-05 | 0.032339 | 0.023304 | 5.583e-06 | 2.9759e-05 | 1.7671e-05 | 0.018642 | 0.01866
0.025487 | 0.036354 | 2.0522e-05 | 0.025507 | 0.019527 | 1.1369e-05 | 2.9759e-05 | 2.0564e-05 | 0.018642 | 0.018663
0.022065 | 0.041993 | 2.7382e-05 | 0.022092 | 0.017453 | 1.7618e-05 | 2.9759e-05 | 2.3688e-05 | 0.018642 | 0.018666
0.020352 | 0.045527 | 3.2185e-05 | 0.020384 | 0.016363 | 2.2567e-05 | 2.9759e-05 | 2.6163e-05 | 0.018642 | 0.018669
0.019494 | 0.04753 | 3.5079e-05 | 0.019529 | 0.015804 | 2.5762e-05 | 2.9759e-05 | 2.776e-05 | 0.018642 | 0.01867
0.019065 | 0.048601 | 3.6677e-05 | 0.019101 | 0.015521 | 2.7594e-05 | 2.9759e-05 | 2.8676e-05 | 0.018642 | 0.018671
0.01885 | 0.049155 | 3.7519e-05 | 0.018887 | 0.015378 | 2.8577e-05 | 2.9759e-05 | 2.9168e-05 | 0.018642 | 0.018672
0.018742 | 0.049438 | 3.7951e-05 | 0.01878 | 0.015306 | 2.9087e-05 | 2.9759e-05 | 2.9423e-05 | 0.018642 | 0.018672
0.018688 | 0.04958 | 3.8171e-05 | 0.018726 | 0.01527 | 2.9347e-05 | 2.9759e-05 | 2.9553e-05 | 0.018642 | 0.018672
0.018661 | 0.049652 | 3.8281e-05 | 0.018699 | 0.015252 | 2.9479e-05 | 2.9759e-05 | 2.9619e-05 | 0.018642 | 0.018672
0.018647 | 0.049688 | 3.8337e-05 | 0.018686 | 0.015243 | 2.9545e-05 | 2.9759e-05 | 2.9652e-05 | 0.018642 | 0.018672
0.018641 | 0.049706 | 3.8365e-05 | 0.018679 | 0.015239 | 2.9578e-05 | 2.9759e-05 | 2.9668e-05 | 0.018642 | 0.018672
0.018637 | 0.049715 | 3.8379e-05 | 0.018676 | 0.015236 | 2.9595e-05 | 2.9759e-05 | 2.9677e-05 | 0.018642 | 0.018672
0.018635 | 0.04972 | 3.8386e-05 | 0.018674 | 0.015235 | 2.9603e-05 | 2.9759e-05 | 2.9681e-05 | 0.018642 | 0.018672
0.018635 | 0.049722 | 3.8389e-05 | 0.018673 | 0.015235 | 2.9607e-05 | 2.9759e-05 | 2.9683e-05 | 0.018642 | 0.018672
0.018634 | 0.049723 | 3.8391e-05 | 0.018673 | 0.015234 | 2.961e-05 | 2.9759e-05 | 2.9684e-05 | 0.018642 | 0.018672
0.018634 | 0.049724 | 3.8392e-05 | 0.018672 | 0.015234 | 2.9611e-05 | 2.9759e-05 | 2.9685e-05 | 0.018642 | 0.018672
0.018634 | 0.049724 | 3.8392e-05 | 0.018672 | 0.015234 | 2.9611e-05 | 2.9759e-05 | 2.9685e-05 | 0.018642 | 0.018672
0.018634 | 0.049724 | 3.8393e-05 | 0.018672 | 0.015234 | 2.9611e-05 | 2.9759e-05 | 2.9685e-05 | 0.018642 | 0.018672
0.018634 | 0.049724 | 3.8393e-05 | 0.018672 | 0.015234 | 2.9612e-05 | 2.9759e-05 | 2.9685e-05 | 0.018642 | 0.018672
0.018634 | 0.049724 | 3.8393e-05 | 0.018672 | 0.015234 | 2.9612e-05 | 2.9759e-05 | 2.9685e-05 | 0.018642 | 0.018672
0.018634 | 0.049724 | 3.8393e-05 | 0.018672 | 0.015234 | 2.9612e-05 | 2.9759e-05 | 2.9685e-05 | 0.018642 | 0.018672
0.018634 | 0.049724 | 3.8393e-05 | 0.018672 | 0.015234 | 2.9612e-05 | 2.9759e-05 | 2.9685e-05 | 0.018642 | 0.018672
0.018634 | 0.049724 | 3.8393e-05 | 0.018672 | 0.015234 | 2.9612e-05 | 2.9759e-05 | 2.9685e-05 | 0.018642 | 0.018672
0.018634 | 0.049724 | 3.8393e-05 | 0.018672 | 0.015234 | 2.9612e-05 | 2.9759e-05 | 2.9685e-05 | 0.018642 | 0.018672
0.018634 | 0.049724 | 3.8393e-05 | 0.018672 | 0.015234 | 2.9612e-05 | 2.9759e-05 | 2.9685e-05 | 0.018642 | 0.018672
0.018634 | 0.049724 | 3.8393e-05 | 0.018672 | 0.015234 | 2.9612e-05 | 2.9759e-05 | 2.9685e-05 | 0.018642 | 0.018672
Segment number | 85 | Length | 1 | feet
Est. water depth at upper end of segment | velocity | velocity head | total head | Hydraulic Radius | Friction slope | Friction slope | Friction head | Total head | Total head
y2 | V2 | hv2 | H2 | R2 | Sf2 | Sf1 | hf2 | H1 | H2*
(ft) | (ft/s) | (ft) | (ft) | (ft) | (ft/ft) | (ft/ft) | (ft) | (ft) | (ft)
0.046 | 0.020142 | 6.2999e-06 | 0.046006 | 0.02966 | 1.9991e-06 | 2.9612e-05 | 1.5805e-05 | 0.018672 | 0.018688
0.032341 | 0.02865 | 1.2745e-05 | 0.032354 | 0.023312 | 5.5754e-06 | 2.9612e-05 | 1.7594e-05 | 0.018672 | 0.01869
0.025509 | 0.036323 | 2.0486e-05 | 0.025529 | 0.01954 | 1.1339e-05 | 2.9612e-05 | 2.0475e-05 | 0.018672 | 0.018693
0.02209 | 0.041943 | 2.7317e-05 | 0.022118 | 0.017469 | 1.7555e-05 | 2.9612e-05 | 2.3583e-05 | 0.018672 | 0.018696
0.020379 | 0.045465 | 3.2097e-05 | 0.020412 | 0.016381 | 2.2472e-05 | 2.9612e-05 | 2.6042e-05 | 0.018672 | 0.018698
0.019523 | 0.04746 | 3.4976e-05 | 0.019558 | 0.015823 | 2.5646e-05 | 2.9612e-05 | 2.7629e-05 | 0.018672 | 0.0187
0.019094 | 0.048526 | 3.6565e-05 | 0.01913 | 0.01554 | 2.7464e-05 | 2.9612e-05 | 2.8538e-05 | 0.018672 | 0.018701
0.018879 | 0.049078 | 3.7402e-05 | 0.018916 | 0.015398 | 2.844e-05 | 2.9612e-05 | 2.9026e-05 | 0.018672 | 0.018701
0.018771 | 0.04936 | 3.7832e-05 | 0.018809 | 0.015326 | 2.8946e-05 | 2.9612e-05 | 2.9279e-05 | 0.018672 | 0.018701
0.018717 | 0.049502 | 3.805e-05 | 0.018756 | 0.01529 | 2.9204e-05 | 2.9612e-05 | 2.9408e-05 | 0.018672 | 0.018702
0.01869 | 0.049573 | 3.816e-05 | 0.018729 | 0.015272 | 2.9335e-05 | 2.9612e-05 | 2.9473e-05 | 0.018672 | 0.018702
0.018677 | 0.049609 | 3.8215e-05 | 0.018715 | 0.015263 | 2.94e-05 | 2.9612e-05 | 2.9506e-05 | 0.018672 | 0.018702
0.01867 | 0.049627 | 3.8243e-05 | 0.018708 | 0.015258 | 2.9433e-05 | 2.9612e-05 | 2.9523e-05 | 0.018672 | 0.018702
0.018667 | 0.049636 | 3.8257e-05 | 0.018705 | 0.015256 | 2.945e-05 | 2.9612e-05 | 2.9531e-05 | 0.018672 | 0.018702
0.018665 | 0.049641 | 3.8264e-05 | 0.018703 | 0.015255 | 2.9458e-05 | 2.9612e-05 | 2.9535e-05 | 0.018672 | 0.018702
0.018664 | 0.049643 | 3.8267e-05 | 0.018703 | 0.015254 | 2.9462e-05 | 2.9612e-05 | 2.9537e-05 | 0.018672 | 0.018702
0.018664 | 0.049644 | 3.8269e-05 | 0.018702 | 0.015254 | 2.9464e-05 | 2.9612e-05 | 2.9538e-05 | 0.018672 | 0.018702
0.018664 | 0.049645 | 3.827e-05 | 0.018702 | 0.015254 | 2.9465e-05 | 2.9612e-05 | 2.9539e-05 | 0.018672 | 0.018702
0.018663 | 0.049645 | 3.8271e-05 | 0.018702 | 0.015254 | 2.9466e-05 | 2.9612e-05 | 2.9539e-05 | 0.018672 | 0.018702
0.018663 | 0.049645 | 3.8271e-05 | 0.018702 | 0.015254 | 2.9466e-05 | 2.9612e-05 | 2.9539e-05 | 0.018672 | 0.018702
0.018663 | 0.049645 | 3.8271e-05 | 0.018702 | 0.015254 | 2.9466e-05 | 2.9612e-05 | 2.9539e-05 | 0.018672 | 0.018702
0.018663 | 0.049645 | 3.8271e-05 | 0.018702 | 0.015254 | 2.9466e-05 | 2.9612e-05 | 2.9539e-05 | 0.018672 | 0.018702
0.018663 | 0.049645 | 3.8271e-05 | 0.018702 | 0.015254 | 2.9466e-05 | 2.9612e-05 | 2.9539e-05 | 0.018672 | 0.018702
0.018663 | 0.049645 | 3.8271e-05 | 0.018702 | 0.015254 | 2.9466e-05 | 2.9612e-05 | 2.9539e-05 | 0.018672 | 0.018702
0.018663 | 0.049645 | 3.8271e-05 | 0.018702 | 0.015254 | 2.9466e-05 | 2.9612e-05 | 2.9539e-05 | 0.018672 | 0.018702
0.018663 | 0.049645 | 3.8271e-05 | 0.018702 | 0.015254 | 2.9466e-05 | 2.9612e-05 | 2.9539e-05 | 0.018672 | 0.018702
0.018663 | 0.049645 | 3.8271e-05 | 0.018702 | 0.015254 | 2.9466e-05 | 2.9612e-05 | 2.9539e-05 | 0.018672 | 0.018702
0.018663 | 0.049645 | 3.8271e-05 | 0.018702 | 0.015254 | 2.9466e-05 | 2.9612e-05 | 2.9539e-05 | 0.018672 | 0.018702
Segment number | 86 | Length | 1 | feet
Est. water depth at upper end of segment | velocity | velocity head | total head | Hydraulic Radius | Friction slope | Friction slope | Friction head | Total head | Total head
y2 | V2 | hv2 | H2 | R2 | Sf2 | Sf1 | hf2 | H1 | H2*
(ft) | (ft/s) | (ft) | (ft) | (ft) | (ft/ft) | (ft/ft) | (ft) | (ft) | (ft)
0.046 | 0.020142 | 6.2999e-06 | 0.046006 | 0.02966 | 1.9991e-06 | 2.9466e-05 | 1.5733e-05 | 0.018702 | 0.018717
0.032356 | 0.028636 | 1.2734e-05 | 0.032368 | 0.023319 | 5.5679e-06 | 2.9466e-05 | 1.7517e-05 | 0.018702 | 0.018719
0.025531 | 0.036291 | 2.0451e-05 | 0.025551 | 0.019553 | 1.131e-05 | 2.9466e-05 | 2.0388e-05 | 0.018702 | 0.018722
0.022116 | 0.041894 | 2.7254e-05 | 0.022144 | 0.017485 | 1.7493e-05 | 2.9466e-05 | 2.348e-05 | 0.018702 | 0.018725
0.020407 | 0.045403 | 3.201e-05 | 0.020439 | 0.016399 | 2.2379e-05 | 2.9466e-05 | 2.5923e-05 | 0.018702 | 0.018728
0.019551 | 0.047391 | 3.4874e-05 | 0.019586 | 0.015842 | 2.553e-05 | 2.9466e-05 | 2.7498e-05 | 0.018702 | 0.018729
0.019123 | 0.048453 | 3.6454e-05 | 0.019159 | 0.015559 | 2.7335e-05 | 2.9466e-05 | 2.8401e-05 | 0.018702 | 0.01873
0.018908 | 0.049002 | 3.7286e-05 | 0.018945 | 0.015417 | 2.8304e-05 | 2.9466e-05 | 2.8885e-05 | 0.018702 | 0.018731
0.018801 | 0.049283 | 3.7714e-05 | 0.018838 | 0.015346 | 2.8807e-05 | 2.9466e-05 | 2.9137e-05 | 0.018702 | 0.018731
0.018747 | 0.049424 | 3.7931e-05 | 0.018785 | 0.01531 | 2.9063e-05 | 2.9466e-05 | 2.9265e-05 | 0.018702 | 0.018731
0.01872 | 0.049495 | 3.804e-05 | 0.018758 | 0.015292 | 2.9192e-05 | 2.9466e-05 | 2.9329e-05 | 0.018702 | 0.018731
0.018706 | 0.049531 | 3.8095e-05 | 0.018745 | 0.015283 | 2.9257e-05 | 2.9466e-05 | 2.9362e-05 | 0.018702 | 0.018731
0.0187 | 0.049549 | 3.8123e-05 | 0.018738 | 0.015278 | 2.929e-05 | 2.9466e-05 | 2.9378e-05 | 0.018702 | 0.018731
0.018696 | 0.049558 | 3.8136e-05 | 0.018734 | 0.015276 | 2.9307e-05 | 2.9466e-05 | 2.9387e-05 | 0.018702 | 0.018731
0.018695 | 0.049562 | 3.8143e-05 | 0.018733 | 0.015275 | 2.9315e-05 | 2.9466e-05 | 2.9391e-05 | 0.018702 | 0.018731
0.018694 | 0.049565 | 3.8147e-05 | 0.018732 | 0.015274 | 2.9319e-05 | 2.9466e-05 | 2.9393e-05 | 0.018702 | 0.018731
0.018693 | 0.049566 | 3.8148e-05 | 0.018731 | 0.015274 | 2.9321e-05 | 2.9466e-05 | 2.9394e-05 | 0.018702 | 0.018731
0.018693 | 0.049566 | 3.8149e-05 | 0.018731 | 0.015274 | 2.9322e-05 | 2.9466e-05 | 2.9394e-05 | 0.018702 | 0.018731
0.018693 | 0.049567 | 3.815e-05 | 0.018731 | 0.015274 | 2.9322e-05 | 2.9466e-05 | 2.9394e-05 | 0.018702 | 0.018731
0.018693 | 0.049567 | 3.815e-05 | 0.018731 | 0.015274 | 2.9323e-05 | 2.9466e-05 | 2.9395e-05 | 0.018702 | 0.018731
0.018693 | 0.049567 | 3.815e-05 | 0.018731 | 0.015274 | 2.9323e-05 | 2.9466e-05 | 2.9395e-05 | 0.018702 | 0.018731
0.018693 | 0.049567 | 3.815e-05 | 0.018731 | 0.015274 | 2.9323e-05 | 2.9466e-05 | 2.9395e-05 | 0.018702 | 0.018731
0.018693 | 0.049567 | 3.815e-05 | 0.018731 | 0.015274 | 2.9323e-05 | 2.9466e-05 | 2.9395e-05 | 0.018702 | 0.018731
0.018693 | 0.049567 | 3.815e-05 | 0.018731 | 0.015274 | 2.9323e-05 | 2.9466e-05 | 2.9395e-05 | 0.018702 | 0.018731
0.018693 | 0.049567 | 3.815e-05 | 0.018731 | 0.015274 | 2.9323e-05 | 2.9466e-05 | 2.9395e-05 | 0.018702 | 0.018731
0.018693 | 0.049567 | 3.815e-05 | 0.018731 | 0.015274 | 2.9323e-05 | 2.9466e-05 | 2.9395e-05 | 0.018702 | 0.018731
0.018693 | 0.049567 | 3.815e-05 | 0.018731 | 0.015274 | 2.9323e-05 | 2.9466e-05 | 2.9395e-05 | 0.018702 | 0.018731
0.018693 | 0.049567 | 3.815e-05 | 0.018731 | 0.015274 | 2.9323e-05 | 2.9466e-05 | 2.9395e-05 | 0.018702 | 0.018731
Segment number | 87 | Length | 1 | feet
Est. water depth at upper end of segment | velocity | velocity head | total head | Hydraulic Radius | Friction slope | Friction slope | Friction head | Total head | Total head
y2 | V2 | hv2 | H2 | R2 | Sf2 | Sf1 | hf2 | H1 | H2*
(ft) | (ft/s) | (ft) | (ft) | (ft) | (ft/ft) | (ft/ft) | (ft) | (ft) | (ft)
0.046 | 0.020142 | 6.2999e-06 | 0.046006 | 0.02966 | 1.9991e-06 | 2.9323e-05 | 1.5661e-05 | 0.018731 | 0.018747
0.03237 | 0.028623 | 1.2722e-05 | 0.032383 | 0.023327 | 5.5604e-06 | 2.9323e-05 | 1.7442e-05 | 0.018731 | 0.018748
0.025553 | 0.03626 | 2.0416e-05 | 0.025573 | 0.019565 | 1.128e-05 | 2.9323e-05 | 2.0302e-05 | 0.018731 | 0.018751
0.022142 | 0.041846 | 2.7191e-05 | 0.022169 | 0.017501 | 1.7431e-05 | 2.9323e-05 | 2.3377e-05 | 0.018731 | 0.018754
0.020435 | 0.045342 | 3.1924e-05 | 0.020467 | 0.016417 | 2.2286e-05 | 2.9323e-05 | 2.5805e-05 | 0.018731 | 0.018757
0.01958 | 0.047322 | 3.4772e-05 | 0.019615 | 0.015861 | 2.5416e-05 | 2.9323e-05 | 2.737e-05 | 0.018731 | 0.018758
0.019152 | 0.048379 | 3.6344e-05 | 0.019188 | 0.015579 | 2.7208e-05 | 2.9323e-05 | 2.8266e-05 | 0.018731 | 0.018759
0.018937 | 0.048927 | 3.7172e-05 | 0.018975 | 0.015436 | 2.817e-05 | 2.9323e-05 | 2.8746e-05 | 0.018731 | 0.01876
0.01883 | 0.049206 | 3.7597e-05 | 0.018868 | 0.015365 | 2.8669e-05 | 2.9323e-05 | 2.8996e-05 | 0.018731 | 0.01876
0.018776 | 0.049347 | 3.7812e-05 | 0.018814 | 0.015329 | 2.8923e-05 | 2.9323e-05 | 2.9123e-05 | 0.018731 | 0.01876
0.018749 | 0.049418 | 3.7921e-05 | 0.018787 | 0.015311 | 2.9051e-05 | 2.9323e-05 | 2.9187e-05 | 0.018731 | 0.01876
0.018736 | 0.049453 | 3.7976e-05 | 0.018774 | 0.015302 | 2.9116e-05 | 2.9323e-05 | 2.922e-05 | 0.018731 | 0.01876
0.018729 | 0.049471 | 3.8003e-05 | 0.018767 | 0.015298 | 2.9149e-05 | 2.9323e-05 | 2.9236e-05 | 0.018731 | 0.01876
0.018726 | 0.04948 | 3.8017e-05 | 0.018764 | 0.015296 | 2.9165e-05 | 2.9323e-05 | 2.9244e-05 | 0.018731 | 0.01876
0.018724 | 0.049485 | 3.8024e-05 | 0.018762 | 0.015294 | 2.9173e-05 | 2.9323e-05 | 2.9248e-05 | 0.018731 | 0.01876
0.018723 | 0.049487 | 3.8027e-05 | 0.018761 | 0.015294 | 2.9177e-05 | 2.9323e-05 | 2.925e-05 | 0.018731 | 0.01876
0.018723 | 0.049488 | 3.8029e-05 | 0.018761 | 0.015294 | 2.9179e-05 | 2.9323e-05 | 2.9251e-05 | 0.018731 | 0.01876
0.018722 | 0.049489 | 3.803e-05 | 0.018761 | 0.015293 | 2.918e-05 | 2.9323e-05 | 2.9252e-05 | 0.018731 | 0.01876
0.018722 | 0.049489 | 3.803e-05 | 0.01876 | 0.015293 | 2.9181e-05 | 2.9323e-05 | 2.9252e-05 | 0.018731 | 0.01876
0.018722 | 0.049489 | 3.803e-05 | 0.01876 | 0.015293 | 2.9181e-05 | 2.9323e-05 | 2.9252e-05 | 0.018731 | 0.01876
0.018722 | 0.049489 | 3.803e-05 | 0.01876 | 0.015293 | 2.9181e-05 | 2.9323e-05 | 2.9252e-05 | 0.018731 | 0.01876
0.018722 | 0.049489 | 3.8031e-05 | 0.01876 | 0.015293 | 2.9181e-05 | 2.9323e-05 | 2.9252e-05 | 0.018731 | 0.01876
0.018722 | 0.049489 | 3.8031e-05 | 0.01876 | 0.015293 | 2.9181e-05 | 2.9323e-05 | 2.9252e-05 | 0.018731 | 0.01876
0.018722 | 0.049489 | 3.8031e-05 | 0.01876 | 0.015293 | 2.9181e-05 | 2.9323e-05 | 2.9252e-05 | 0.018731 | 0.01876
0.018722 | 0.049489 | 3.8031e-05 | 0.01876 | 0.015293 | 2.9181e-05 | 2.9323e-05 | 2.9252e-05 | 0.018731 | 0.01876
0.018722 | 0.049489 | 3.8031e-05 | 0.01876 | 0.015293 | 2.9181e-05 | 2.9323e-05 | 2.9252e-05 | 0.018731 | 0.01876
0.018722 | 0.049489 | 3.8031e-05 | 0.01876 | 0.015293 | 2.9181e-05 | 2.9323e-05 | 2.9252e-05 | 0.018731 | 0.01876
0.018722 | 0.049489 | 3.8031e-05 | 0.01876 | 0.015293 | 2.9181e-05 | 2.9323e-05 | 2.9252e-05 | 0.018731 | 0.01876
Segment number | 88 | Length | 1 | feet
Est. water depth at upper end of segment | velocity | velocity head | total head | Hydraulic Radius | Friction slope | Friction slope | Friction head | Total head | Total head
y2 | V2 | hv2 | H2 | R2 | Sf2 | Sf1 | hf2 | H1 | H2*
(ft) | (ft/s) | (ft) | (ft) | (ft) | (ft/ft) | (ft/ft) | (ft) | (ft) | (ft)
0.046 | 0.020142 | 6.2999e-06 | 0.046006 | 0.02966 | 1.9991e-06 | 2.9181e-05 | 1.559e-05 | 0.01876 | 0.018776
0.032385 | 0.028611 | 1.2711e-05 | 0.032398 | 0.023335 | 5.553e-06 | 2.9181e-05 | 1.7367e-05 | 0.01876 | 0.018778
0.025575 | 0.036229 | 2.0381e-05 | 0.025595 | 0.019578 | 1.1251e-05 | 2.9181e-05 | 2.0216e-05 | 0.01876 | 0.018781
0.022168 | 0.041798 | 2.7128e-05 | 0.022195 | 0.017517 | 1.737e-05 | 2.9181e-05 | 2.3275e-05 | 0.01876 | 0.018784
0.020462 | 0.045281 | 3.1839e-05 | 0.020494 | 0.016435 | 2.2195e-05 | 2.9181e-05 | 2.5688e-05 | 0.01876 | 0.018786
0.019608 | 0.047253 | 3.4672e-05 | 0.019643 | 0.015879 | 2.5304e-05 | 2.9181e-05 | 2.7242e-05 | 0.01876 | 0.018788
0.01918 | 0.048307 | 3.6235e-05 | 0.019217 | 0.015598 | 2.7083e-05 | 2.9181e-05 | 2.8132e-05 | 0.01876 | 0.018788
0.018966 | 0.048852 | 3.7058e-05 | 0.019003 | 0.015456 | 2.8037e-05 | 2.9181e-05 | 2.8609e-05 | 0.01876 | 0.018789
0.018859 | 0.04913 | 3.7481e-05 | 0.018897 | 0.015384 | 2.8532e-05 | 2.9181e-05 | 2.8857e-05 | 0.01876 | 0.018789
0.018805 | 0.04927 | 3.7695e-05 | 0.018843 | 0.015349 | 2.8785e-05 | 2.9181e-05 | 2.8983e-05 | 0.01876 | 0.018789
0.018778 | 0.049341 | 3.7803e-05 | 0.018816 | 0.015331 | 2.8912e-05 | 2.9181e-05 | 2.9047e-05 | 0.01876 | 0.018789
0.018765 | 0.049376 | 3.7858e-05 | 0.018803 | 0.015322 | 2.8976e-05 | 2.9181e-05 | 2.9079e-05 | 0.01876 | 0.018789
0.018758 | 0.049394 | 3.7885e-05 | 0.018796 | 0.015317 | 2.9009e-05 | 2.9181e-05 | 2.9095e-05 | 0.01876 | 0.018789
0.018755 | 0.049403 | 3.7898e-05 | 0.018793 | 0.015315 | 2.9025e-05 | 2.9181e-05 | 2.9103e-05 | 0.01876 | 0.018789
0.018753 | 0.049407 | 3.7905e-05 | 0.018791 | 0.015314 | 2.9033e-05 | 2.9181e-05 | 2.9107e-05 | 0.01876 | 0.018789
0.018752 | 0.04941 | 3.7909e-05 | 0.01879 | 0.015313 | 2.9037e-05 | 2.9181e-05 | 2.9109e-05 | 0.01876 | 0.018789
0.018752 | 0.049411 | 3.791e-05 | 0.01879 | 0.015313 | 2.9039e-05 | 2.9181e-05 | 2.911e-05 | 0.01876 | 0.018789
0.018752 | 0.049411 | 3.7911e-05 | 0.01879 | 0.015313 | 2.904e-05 | 2.9181e-05 | 2.911e-05 | 0.01876 | 0.018789
0.018752 | 0.049412 | 3.7912e-05 | 0.01879 | 0.015313 | 2.904e-05 | 2.9181e-05 | 2.9111e-05 | 0.01876 | 0.018789
0.018752 | 0.049412 | 3.7912e-05 | 0.018789 | 0.015313 | 2.9041e-05 | 2.9181e-05 | 2.9111e-05 | 0.01876 | 0.018789
0.018752 | 0.049412 | 3.7912e-05 | 0.018789 | 0.015313 | 2.9041e-05 | 2.9181e-05 | 2.9111e-05 | 0.01876 | 0.018789
0.018752 | 0.049412 | 3.7912e-05 | 0.018789 | 0.015313 | 2.9041e-05 | 2.9181e-05 | 2.9111e-05 | 0.01876 | 0.018789
0.018752 | 0.049412 | 3.7912e-05 | 0.018789 | 0.015313 | 2.9041e-05 | 2.9181e-05 | 2.9111e-05 | 0.01876 | 0.018789
0.018752 | 0.049412 | 3.7912e-05 | 0.018789 | 0.015313 | 2.9041e-05 | 2.9181e-05 | 2.9111e-05 | 0.01876 | 0.018789
0.018752 | 0.049412 | 3.7912e-05 | 0.018789 | 0.015313 | 2.9041e-05 | 2.9181e-05 | 2.9111e-05 | 0.01876 | 0.018789
0.018752 | 0.049412 | 3.7912e-05 | 0.018789 | 0.015313 | 2.9041e-05 | 2.9181e-05 | 2.9111e-05 | 0.01876 | 0.018789
0.018752 | 0.049412 | 3.7912e-05 | 0.018789 | 0.015313 | 2.9041e-05 | 2.9181e-05 | 2.9111e-05 | 0.01876 | 0.018789
0.018752 | 0.049412 | 3.7912e-05 | 0.018789 | 0.015313 | 2.9041e-05 | 2.9181e-05 | 2.9111e-05 | 0.01876 | 0.018789
Segment number | 89 | Length | 1 | feet
Est. water depth at upper end of segment | velocity | velocity head | total head | Hydraulic Radius | Friction slope | Friction slope | Friction head | Total head | Total head
y2 | V2 | hv2 | H2 | R2 | Sf2 | Sf1 | hf2 | H1 | H2*
(ft) | (ft/s) | (ft) | (ft) | (ft) | (ft/ft) | (ft/ft) | (ft) | (ft) | (ft)
0.046 | 0.020142 | 6.2999e-06 | 0.046006 | 0.02966 | 1.9991e-06 | 2.9041e-05 | 1.552e-05 | 0.018789 | 0.018805
0.032399 | 0.028598 | 1.2699e-05 | 0.032412 | 0.023342 | 5.5457e-06 | 2.9041e-05 | 1.7293e-05 | 0.018789 | 0.018807
0.025597 | 0.036198 | 2.0346e-05 | 0.025617 | 0.019591 | 1.1222e-05 | 2.9041e-05 | 2.0132e-05 | 0.018789 | 0.01881
0.022193 | 0.04175 | 2.7066e-05 | 0.02222 | 0.017533 | 1.7309e-05 | 2.9041e-05 | 2.3175e-05 | 0.018789 | 0.018813
0.020489 | 0.045221 | 3.1754e-05 | 0.020521 | 0.016452 | 2.2104e-05 | 2.9041e-05 | 2.5573e-05 | 0.018789 | 0.018815
0.019636 | 0.047186 | 3.4573e-05 | 0.019671 | 0.015898 | 2.5192e-05 | 2.9041e-05 | 2.7116e-05 | 0.018789 | 0.018817
0.019209 | 0.048235 | 3.6127e-05 | 0.019245 | 0.015617 | 2.6958e-05 | 2.9041e-05 | 2.8e-05 | 0.018789 | 0.018817
0.018995 | 0.048778 | 3.6946e-05 | 0.019032 | 0.015475 | 2.7906e-05 | 2.9041e-05 | 2.8473e-05 | 0.018789 | 0.018818
0.018888 | 0.049055 | 3.7366e-05 | 0.018925 | 0.015404 | 2.8397e-05 | 2.9041e-05 | 2.8719e-05 | 0.018789 | 0.018818
0.018834 | 0.049194 | 3.7579e-05 | 0.018872 | 0.015368 | 2.8648e-05 | 2.9041e-05 | 2.8844e-05 | 0.018789 | 0.018818
0.018808 | 0.049265 | 3.7687e-05 | 0.018845 | 0.01535 | 2.8774e-05 | 2.9041e-05 | 2.8908e-05 | 0.018789 | 0.018818
0.018794 | 0.0493 | 3.7741e-05 | 0.018832 | 0.015341 | 2.8838e-05 | 2.9041e-05 | 2.8939e-05 | 0.018789 | 0.018818
0.018787 | 0.049318 | 3.7768e-05 | 0.018825 | 0.015337 | 2.887e-05 | 2.9041e-05 | 2.8955e-05 | 0.018789 | 0.018818
0.018784 | 0.049327 | 3.7781e-05 | 0.018822 | 0.015334 | 2.8886e-05 | 2.9041e-05 | 2.8963e-05 | 0.018789 | 0.018818
0.018782 | 0.049331 | 3.7788e-05 | 0.01882 | 0.015333 | 2.8894e-05 | 2.9041e-05 | 2.8967e-05 | 0.018789 | 0.018818
0.018781 | 0.049333 | 3.7791e-05 | 0.018819 | 0.015333 | 2.8898e-05 | 2.9041e-05 | 2.8969e-05 | 0.018789 | 0.018818
0.018781 | 0.049334 | 3.7793e-05 | 0.018819 | 0.015332 | 2.89e-05 | 2.9041e-05 | 2.897e-05 | 0.018789 | 0.018818
0.018781 | 0.049335 | 3.7794e-05 | 0.018819 | 0.015332 | 2.8901e-05 | 2.9041e-05 | 2.8971e-05 | 0.018789 | 0.018818
0.018781 | 0.049335 | 3.7794e-05 | 0.018818 | 0.015332 | 2.8902e-05 | 2.9041e-05 | 2.8971e-05 | 0.018789 | 0.018818
0.018781 | 0.049335 | 3.7795e-05 | 0.018818 | 0.015332 | 2.8902e-05 | 2.9041e-05 | 2.8971e-05 | 0.018789 | 0.018818
0.018781 | 0.049335 | 3.7795e-05 | 0.018818 | 0.015332 | 2.8902e-05 | 2.9041e-05 | 2.8971e-05 | 0.018789 | 0.018818
0.018781 | 0.049335 | 3.7795e-05 | 0.018818 | 0.015332 | 2.8902e-05 | 2.9041e-05 | 2.8971e-05 | 0.018789 | 0.018818
0.018781 | 0.049335 | 3.7795e-05 | 0.018818 | 0.015332 | 2.8902e-05 | 2.9041e-05 | 2.8971e-05 | 0.018789 | 0.018818
0.018781 | 0.049335 | 3.7795e-05 | 0.018818 | 0.015332 | 2.8902e-05 | 2.9041e-05 | 2.8971e-05 | 0.018789 | 0.018818
0.018781 | 0.049335 | 3.7795e-05 | 0.018818 | 0.015332 | 2.8902e-05 | 2.9041e-05 | 2.8972e-05 | 0.018789 | 0.018818
0.018781 | 0.049335 | 3.7795e-05 | 0.018818 | 0.015332 | 2.8902e-05 | 2.9041e-05 | 2.8972e-05 | 0.018789 | 0.018818
0.018781 | 0.049335 | 3.7795e-05 | 0.018818 | 0.015332 | 2.8902e-05 | 2.9041e-05 | 2.8972e-05 | 0.018789 | 0.018818
0.018781 | 0.049335 | 3.7795e-05 | 0.018818 | 0.015332 | 2.8902e-05 | 2.9041e-05 | 2.8972e-05 | 0.018789 | 0.018818
Segment number | 90 | Length | 1 | feet
Est. water depth at upper end of segment | velocity | velocity head | total head | Hydraulic Radius | Friction slope | Friction slope | Friction head | Total head | Total head
y2 | V2 | hv2 | H2 | R2 | Sf2 | Sf1 | hf2 | H1 | H2*
(ft) | (ft/s) | (ft) | (ft) | (ft) | (ft/ft) | (ft/ft) | (ft) | (ft) | (ft)
0.046 | 0.020142 | 6.2999e-06 | 0.046006 | 0.02966 | 1.9991e-06 | 2.8902e-05 | 1.5451e-05 | 0.018818 | 0.018834
0.032414 | 0.028585 | 1.2688e-05 | 0.032426 | 0.02335 | 5.5383e-06 | 2.8902e-05 | 1.722e-05 | 0.018818 | 0.018836
0.025618 | 0.036167 | 2.0312e-05 | 0.025639 | 0.019604 | 1.1194e-05 | 2.8902e-05 | 2.0048e-05 | 0.018818 | 0.018838
0.022218 | 0.041702 | 2.7004e-05 | 0.022245 | 0.017549 | 1.7249e-05 | 2.8902e-05 | 2.3075e-05 | 0.018818 | 0.018841
0.020516 | 0.045161 | 3.167e-05 | 0.020548 | 0.01647 | 2.2015e-05 | 2.8902e-05 | 2.5459e-05 | 0.018818 | 0.018844
0.019664 | 0.047118 | 3.4474e-05 | 0.019699 | 0.015916 | 2.5082e-05 | 2.8902e-05 | 2.6992e-05 | 0.018818 | 0.018845
0.019238 | 0.048163 | 3.602e-05 | 0.019274 | 0.015635 | 2.6836e-05 | 2.8902e-05 | 2.7869e-05 | 0.018818 | 0.018846
0.019024 | 0.048704 | 3.6834e-05 | 0.019061 | 0.015494 | 2.7776e-05 | 2.8902e-05 | 2.8339e-05 | 0.018818 | 0.018847
0.018917 | 0.04898 | 3.7252e-05 | 0.018954 | 0.015423 | 2.8264e-05 | 2.8902e-05 | 2.8583e-05 | 0.018818 | 0.018847
0.018863 | 0.049119 | 3.7464e-05 | 0.018901 | 0.015387 | 2.8513e-05 | 2.8902e-05 | 2.8707e-05 | 0.018818 | 0.018847
0.018836 | 0.049189 | 3.7571e-05 | 0.018874 | 0.015369 | 2.8638e-05 | 2.8902e-05 | 2.877e-05 | 0.018818 | 0.018847
0.018823 | 0.049224 | 3.7625e-05 | 0.018861 | 0.01536 | 2.8701e-05 | 2.8902e-05 | 2.8802e-05 | 0.018818 | 0.018847
0.018816 | 0.049242 | 3.7651e-05 | 0.018854 | 0.015356 | 2.8733e-05 | 2.8902e-05 | 2.8818e-05 | 0.018818 | 0.018847
0.018813 | 0.049251 | 3.7665e-05 | 0.018851 | 0.015354 | 2.8749e-05 | 2.8902e-05 | 2.8826e-05 | 0.018818 | 0.018847
0.018811 | 0.049255 | 3.7672e-05 | 0.018849 | 0.015353 | 2.8757e-05 | 2.8902e-05 | 2.883e-05 | 0.018818 | 0.018847
0.01881 | 0.049257 | 3.7675e-05 | 0.018848 | 0.015352 | 2.8761e-05 | 2.8902e-05 | 2.8832e-05 | 0.018818 | 0.018847
0.01881 | 0.049258 | 3.7677e-05 | 0.018848 | 0.015352 | 2.8763e-05 | 2.8902e-05 | 2.8833e-05 | 0.018818 | 0.018847
0.01881 | 0.049259 | 3.7678e-05 | 0.018847 | 0.015352 | 2.8764e-05 | 2.8902e-05 | 2.8833e-05 | 0.018818 | 0.018847
0.01881 | 0.049259 | 3.7678e-05 | 0.018847 | 0.015351 | 2.8765e-05 | 2.8902e-05 | 2.8833e-05 | 0.018818 | 0.018847
0.01881 | 0.049259 | 3.7678e-05 | 0.018847 | 0.015351 | 2.8765e-05 | 2.8902e-05 | 2.8833e-05 | 0.018818 | 0.018847
0.01881 | 0.049259 | 3.7678e-05 | 0.018847 | 0.015351 | 2.8765e-05 | 2.8902e-05 | 2.8834e-05 | 0.018818 | 0.018847
0.01881 | 0.049259 | 3.7678e-05 | 0.018847 | 0.015351 | 2.8765e-05 | 2.8902e-05 | 2.8834e-05 | 0.018818 | 0.018847
0.01881 | 0.049259 | 3.7679e-05 | 0.018847 | 0.015351 | 2.8765e-05 | 2.8902e-05 | 2.8834e-05 | 0.018818 | 0.018847
0.01881 | 0.049259 | 3.7679e-05 | 0.018847 | 0.015351 | 2.8765e-05 | 2.8902e-05 | 2.8834e-05 | 0.018818 | 0.018847
0.01881 | 0.049259 | 3.7679e-05 | 0.018847 | 0.015351 | 2.8765e-05 | 2.8902e-05 | 2.8834e-05 | 0.018818 | 0.018847
0.01881 | 0.049259 | 3.7679e-05 | 0.018847 | 0.015351 | 2.8765e-05 | 2.8902e-05 | 2.8834e-05 | 0.018818 | 0.018847
0.01881 | 0.049259 | 3.7679e-05 | 0.018847 | 0.015351 | 2.8765e-05 | 2.8902e-05 | 2.8834e-05 | 0.018818 | 0.018847
0.01881 | 0.049259 | 3.7679e-05 | 0.018847 | 0.015351 | 2.8765e-05 | 2.8902e-05 | 2.8834e-05 | 0.018818 | 0.018847
Segment number | 91 | Length | 1 | feet
Est. water depth at upper end of segment | velocity | velocity head | total head | Hydraulic Radius | Friction slope | Friction slope | Friction head | Total head | Total head
y2 | V2 | hv2 | H2 | R2 | Sf2 | Sf1 | hf2 | H1 | H2*
(ft) | (ft/s) | (ft) | (ft) | (ft) | (ft/ft) | (ft/ft) | (ft) | (ft) | (ft)
0.046 | 0.020142 | 6.2999e-06 | 0.046006 | 0.02966 | 1.9991e-06 | 2.8765e-05 | 1.5382e-05 | 0.018847 | 0.018863
0.032428 | 0.028572 | 1.2677e-05 | 0.032441 | 0.023357 | 5.5311e-06 | 2.8765e-05 | 1.7148e-05 | 0.018847 | 0.018864
0.02564 | 0.036137 | 2.0278e-05 | 0.02566 | 0.019616 | 1.1165e-05 | 2.8765e-05 | 1.9965e-05 | 0.018847 | 0.018867
0.022243 | 0.041655 | 2.6943e-05 | 0.02227 | 0.017564 | 1.7189e-05 | 2.8765e-05 | 2.2977e-05 | 0.018847 | 0.01887
0.020543 | 0.045102 | 3.1587e-05 | 0.020575 | 0.016487 | 2.1926e-05 | 2.8765e-05 | 2.5346e-05 | 0.018847 | 0.018873
0.019692 | 0.047052 | 3.4377e-05 | 0.019727 | 0.015934 | 2.4972e-05 | 2.8765e-05 | 2.6869e-05 | 0.018847 | 0.018874
0.019266 | 0.048093 | 3.5915e-05 | 0.019302 | 0.015654 | 2.6714e-05 | 2.8765e-05 | 2.7739e-05 | 0.018847 | 0.018875
0.019052 | 0.048631 | 3.6724e-05 | 0.019089 | 0.015513 | 2.7648e-05 | 2.8765e-05 | 2.8206e-05 | 0.018847 | 0.018875
0.018946 | 0.048906 | 3.7139e-05 | 0.018983 | 0.015442 | 2.8132e-05 | 2.8765e-05 | 2.8449e-05 | 0.018847 | 0.018876
0.018892 | 0.049044 | 3.735e-05 | 0.018929 | 0.015406 | 2.8379e-05 | 2.8765e-05 | 2.8572e-05 | 0.018847 | 0.018876
0.018865 | 0.049114 | 3.7456e-05 | 0.018903 | 0.015389 | 2.8504e-05 | 2.8765e-05 | 2.8634e-05 | 0.018847 | 0.018876
0.018852 | 0.049149 | 3.751e-05 | 0.018889 | 0.01538 | 2.8566e-05 | 2.8765e-05 | 2.8666e-05 | 0.018847 | 0.018876
0.018845 | 0.049167 | 3.7536e-05 | 0.018883 | 0.015375 | 2.8598e-05 | 2.8765e-05 | 2.8681e-05 | 0.018847 | 0.018876
0.018842 | 0.049175 | 3.755e-05 | 0.018879 | 0.015373 | 2.8614e-05 | 2.8765e-05 | 2.8689e-05 | 0.018847 | 0.018876
0.01884 | 0.04918 | 3.7557e-05 | 0.018878 | 0.015372 | 2.8621e-05 | 2.8765e-05 | 2.8693e-05 | 0.018847 | 0.018876
0.018839 | 0.049182 | 3.756e-05 | 0.018877 | 0.015371 | 2.8625e-05 | 2.8765e-05 | 2.8695e-05 | 0.018847 | 0.018876
0.018839 | 0.049183 | 3.7562e-05 | 0.018876 | 0.015371 | 2.8627e-05 | 2.8765e-05 | 2.8696e-05 | 0.018847 | 0.018876
0.018839 | 0.049184 | 3.7563e-05 | 0.018876 | 0.015371 | 2.8628e-05 | 2.8765e-05 | 2.8697e-05 | 0.018847 | 0.018876
0.018838 | 0.049184 | 3.7563e-05 | 0.018876 | 0.015371 | 2.8629e-05 | 2.8765e-05 | 2.8697e-05 | 0.018847 | 0.018876
0.018838 | 0.049184 | 3.7563e-05 | 0.018876 | 0.015371 | 2.8629e-05 | 2.8765e-05 | 2.8697e-05 | 0.018847 | 0.018876
0.018838 | 0.049184 | 3.7563e-05 | 0.018876 | 0.015371 | 2.8629e-05 | 2.8765e-05 | 2.8697e-05 | 0.018847 | 0.018876
0.018838 | 0.049184 | 3.7563e-05 | 0.018876 | 0.015371 | 2.8629e-05 | 2.8765e-05 | 2.8697e-05 | 0.018847 | 0.018876
0.018838 | 0.049184 | 3.7563e-05 | 0.018876 | 0.015371 | 2.8629e-05 | 2.8765e-05 | 2.8697e-05 | 0.018847 | 0.018876
0.018838 | 0.049184 | 3.7563e-05 | 0.018876 | 0.015371 | 2.8629e-05 | 2.8765e-05 | 2.8697e-05 | 0.018847 | 0.018876
0.018838 | 0.049184 | 3.7563e-05 | 0.018876 | 0.015371 | 2.8629e-05 | 2.8765e-05 | 2.8697e-05 | 0.018847 | 0.018876
0.018838 | 0.049184 | 3.7563e-05 | 0.018876 | 0.015371 | 2.8629e-05 | 2.8765e-05 | 2.8697e-05 | 0.018847 | 0.018876
0.018838 | 0.049184 | 3.7563e-05 | 0.018876 | 0.015371 | 2.8629e-05 | 2.8765e-05 | 2.8697e-05 | 0.018847 | 0.018876
0.018838 | 0.049184 | 3.7563e-05 | 0.018876 | 0.015371 | 2.8629e-05 | 2.8765e-05 | 2.8697e-05 | 0.018847 | 0.018876
Segment number | 92 | Length | 1 | feet
Est. water depth at upper end of segment | velocity | velocity head | total head | Hydraulic Radius | Friction slope | Friction slope | Friction head | Total head | Total head
y2 | V2 | hv2 | H2 | R2 | Sf2 | Sf1 | hf2 | H1 | H2*
(ft) | (ft/s) | (ft) | (ft) | (ft) | (ft/ft) | (ft/ft) | (ft) | (ft) | (ft)
0.046 | 0.020142 | 6.2999e-06 | 0.046006 | 0.02966 | 1.9991e-06 | 2.8629e-05 | 1.5314e-05 | 0.018876 | 0.018891
0.032442 | 0.02856 | 1.2666e-05 | 0.032455 | 0.023365 | 5.5239e-06 | 2.8629e-05 | 1.7077e-05 | 0.018876 | 0.018893
0.025661 | 0.036107 | 2.0244e-05 | 0.025682 | 0.019629 | 1.1137e-05 | 2.8629e-05 | 1.9883e-05 | 0.018876 | 0.018896
0.022268 | 0.041608 | 2.6882e-05 | 0.022295 | 0.01758 | 1.713e-05 | 2.8629e-05 | 2.288e-05 | 0.018876 | 0.018899
0.02057 | 0.045043 | 3.1505e-05 | 0.020602 | 0.016504 | 2.1838e-05 | 2.8629e-05 | 2.5234e-05 | 0.018876 | 0.018901
0.01972 | 0.046985 | 3.428e-05 | 0.019754 | 0.015952 | 2.4864e-05 | 2.8629e-05 | 2.6747e-05 | 0.018876 | 0.018903
0.019294 | 0.048022 | 3.581e-05 | 0.01933 | 0.015673 | 2.6594e-05 | 2.8629e-05 | 2.7612e-05 | 0.018876 | 0.018904
0.019081 | 0.048559 | 3.6614e-05 | 0.019118 | 0.015532 | 2.7521e-05 | 2.8629e-05 | 2.8075e-05 | 0.018876 | 0.018904
0.018974 | 0.048832 | 3.7028e-05 | 0.019011 | 0.015461 | 2.8002e-05 | 2.8629e-05 | 2.8315e-05 | 0.018876 | 0.018904
0.018921 | 0.04897 | 3.7237e-05 | 0.018958 | 0.015425 | 2.8247e-05 | 2.8629e-05 | 2.8438e-05 | 0.018876 | 0.018904
0.018894 | 0.04904 | 3.7343e-05 | 0.018931 | 0.015408 | 2.837e-05 | 2.8629e-05 | 2.85e-05 | 0.018876 | 0.018904
0.01888 | 0.049074 | 3.7396e-05 | 0.018918 | 0.015399 | 2.8433e-05 | 2.8629e-05 | 2.8531e-05 | 0.018876 | 0.018904
0.018874 | 0.049092 | 3.7423e-05 | 0.018911 | 0.015394 | 2.8464e-05 | 2.8629e-05 | 2.8547e-05 | 0.018876 | 0.018904
0.01887 | 0.049101 | 3.7436e-05 | 0.018908 | 0.015392 | 2.848e-05 | 2.8629e-05 | 2.8554e-05 | 0.018876 | 0.018904
0.018869 | 0.049105 | 3.7443e-05 | 0.018906 | 0.015391 | 2.8487e-05 | 2.8629e-05 | 2.8558e-05 | 0.018876 | 0.018904
0.018868 | 0.049107 | 3.7446e-05 | 0.018905 | 0.01539 | 2.8491e-05 | 2.8629e-05 | 2.856e-05 | 0.018876 | 0.018904
0.018867 | 0.049108 | 3.7448e-05 | 0.018905 | 0.01539 | 2.8493e-05 | 2.8629e-05 | 2.8561e-05 | 0.018876 | 0.018904
0.018867 | 0.049109 | 3.7448e-05 | 0.018905 | 0.01539 | 2.8494e-05 | 2.8629e-05 | 2.8562e-05 | 0.018876 | 0.018904
0.018867 | 0.049109 | 3.7449e-05 | 0.018905 | 0.01539 | 2.8495e-05 | 2.8629e-05 | 2.8562e-05 | 0.018876 | 0.018904
0.018867 | 0.049109 | 3.7449e-05 | 0.018905 | 0.01539 | 2.8495e-05 | 2.8629e-05 | 2.8562e-05 | 0.018876 | 0.018904
0.018867 | 0.049109 | 3.7449e-05 | 0.018905 | 0.01539 | 2.8495e-05 | 2.8629e-05 | 2.8562e-05 | 0.018876 | 0.018904
0.018867 | 0.049109 | 3.7449e-05 | 0.018904 | 0.01539 | 2.8495e-05 | 2.8629e-05 | 2.8562e-05 | 0.018876 | 0.018904
0.018867 | 0.049109 | 3.7449e-05 | 0.018904 | 0.01539 | 2.8495e-05 | 2.8629e-05 | 2.8562e-05 | 0.018876 | 0.018904
0.018867 | 0.049109 | 3.7449e-05 | 0.018904 | 0.01539 | 2.8495e-05 | 2.8629e-05 | 2.8562e-05 | 0.018876 | 0.018904
0.018867 | 0.049109 | 3.7449e-05 | 0.018904 | 0.01539 | 2.8495e-05 | 2.8629e-05 | 2.8562e-05 | 0.018876 | 0.018904
0.018867 | 0.049109 | 3.7449e-05 | 0.018904 | 0.01539 | 2.8495e-05 | 2.8629e-05 | 2.8562e-05 | 0.018876 | 0.018904
0.018867 | 0.049109 | 3.7449e-05 | 0.018904 | 0.01539 | 2.8495e-05 | 2.8629e-05 | 2.8562e-05 | 0.018876 | 0.018904
0.018867 | 0.049109 | 3.7449e-05 | 0.018904 | 0.01539 | 2.8495e-05 | 2.8629e-05 | 2.8562e-05 | 0.018876 | 0.018904
Segment number | 93 | Length | 1 | feet
Est. water depth at upper end of segment | velocity | velocity head | total head | Hydraulic Radius | Friction slope | Friction slope | Friction head | Total head | Total head
y2 | V2 | hv2 | H2 | R2 | Sf2 | Sf1 | hf2 | H1 | H2*
(ft) | (ft/s) | (ft) | (ft) | (ft) | (ft/ft) | (ft/ft) | (ft) | (ft) | (ft)
0.046 | 0.020142 | 6.2999e-06 | 0.046006 | 0.02966 | 1.9991e-06 | 2.8495e-05 | 1.5247e-05 | 0.018904 | 0.01892
0.032457 | 0.028547 | 1.2654e-05 | 0.032469 | 0.023372 | 5.5167e-06 | 2.8495e-05 | 1.7006e-05 | 0.018904 | 0.018921
0.025683 | 0.036077 | 2.021e-05 | 0.025703 | 0.019641 | 1.1109e-05 | 2.8495e-05 | 1.9802e-05 | 0.018904 | 0.018924
0.022293 | 0.041562 | 2.6822e-05 | 0.02232 | 0.017596 | 1.7072e-05 | 2.8495e-05 | 2.2784e-05 | 0.018904 | 0.018927
0.020597 | 0.044985 | 3.1423e-05 | 0.020628 | 0.016522 | 2.1752e-05 | 2.8495e-05 | 2.5123e-05 | 0.018904 | 0.01893
0.019748 | 0.04692 | 3.4184e-05 | 0.019782 | 0.015971 | 2.4757e-05 | 2.8495e-05 | 2.6626e-05 | 0.018904 | 0.018931
0.019322 | 0.047952 | 3.5706e-05 | 0.019358 | 0.015691 | 2.6475e-05 | 2.8495e-05 | 2.7485e-05 | 0.018904 | 0.018932
0.019109 | 0.048487 | 3.6506e-05 | 0.019146 | 0.01555 | 2.7395e-05 | 2.8495e-05 | 2.7945e-05 | 0.018904 | 0.018932
0.019003 | 0.048759 | 3.6917e-05 | 0.01904 | 0.01548 | 2.7872e-05 | 2.8495e-05 | 2.8184e-05 | 0.018904 | 0.018933
0.018949 | 0.048897 | 3.7125e-05 | 0.018986 | 0.015444 | 2.8116e-05 | 2.8495e-05 | 2.8305e-05 | 0.018904 | 0.018933
0.018922 | 0.048966 | 3.723e-05 | 0.01896 | 0.015427 | 2.8239e-05 | 2.8495e-05 | 2.8367e-05 | 0.018904 | 0.018933
0.018909 | 0.049 | 3.7283e-05 | 0.018946 | 0.015418 | 2.83e-05 | 2.8495e-05 | 2.8398e-05 | 0.018904 | 0.018933
0.018902 | 0.049018 | 3.731e-05 | 0.01894 | 0.015413 | 2.8331e-05 | 2.8495e-05 | 2.8413e-05 | 0.018904 | 0.018933
0.018899 | 0.049026 | 3.7323e-05 | 0.018936 | 0.015411 | 2.8347e-05 | 2.8495e-05 | 2.8421e-05 | 0.018904 | 0.018933
0.018897 | 0.049031 | 3.733e-05 | 0.018935 | 0.01541 | 2.8355e-05 | 2.8495e-05 | 2.8425e-05 | 0.018904 | 0.018933
0.018896 | 0.049033 | 3.7333e-05 | 0.018934 | 0.015409 | 2.8359e-05 | 2.8495e-05 | 2.8427e-05 | 0.018904 | 0.018933
0.018896 | 0.049034 | 3.7335e-05 | 0.018933 | 0.015409 | 2.8361e-05 | 2.8495e-05 | 2.8428e-05 | 0.018904 | 0.018933
0.018896 | 0.049035 | 3.7335e-05 | 0.018933 | 0.015409 | 2.8362e-05 | 2.8495e-05 | 2.8428e-05 | 0.018904 | 0.018933
0.018896 | 0.049035 | 3.7336e-05 | 0.018933 | 0.015409 | 2.8362e-05 | 2.8495e-05 | 2.8429e-05 | 0.018904 | 0.018933
0.018896 | 0.049035 | 3.7336e-05 | 0.018933 | 0.015409 | 2.8362e-05 | 2.8495e-05 | 2.8429e-05 | 0.018904 | 0.018933
0.018896 | 0.049035 | 3.7336e-05 | 0.018933 | 0.015409 | 2.8362e-05 | 2.8495e-05 | 2.8429e-05 | 0.018904 | 0.018933
0.018896 | 0.049035 | 3.7336e-05 | 0.018933 | 0.015409 | 2.8363e-05 | 2.8495e-05 | 2.8429e-05 | 0.018904 | 0.018933
0.018896 | 0.049035 | 3.7336e-05 | 0.018933 | 0.015409 | 2.8363e-05 | 2.8495e-05 | 2.8429e-05 | 0.018904 | 0.018933
0.018896 | 0.049035 | 3.7336e-05 | 0.018933 | 0.015409 | 2.8363e-05 | 2.8495e-05 | 2.8429e-05 | 0.018904 | 0.018933
0.018896 | 0.049035 | 3.7336e-05 | 0.018933 | 0.015409 | 2.8363e-05 | 2.8495e-05 | 2.8429e-05 | 0.018904 | 0.018933
0.018896 | 0.049035 | 3.7336e-05 | 0.018933 | 0.015409 | 2.8363e-05 | 2.8495e-05 | 2.8429e-05 | 0.018904 | 0.018933
0.018896 | 0.049035 | 3.7336e-05 | 0.018933 | 0.015409 | 2.8363e-05 | 2.8495e-05 | 2.8429e-05 | 0.018904 | 0.018933
0.018896 | 0.049035 | 3.7336e-05 | 0.018933 | 0.015409 | 2.8363e-05 | 2.8495e-05 | 2.8429e-05 | 0.018904 | 0.018933
Segment number | 94 | Length | 1 | feet
Est. water depth at upper end of segment | velocity | velocity head | total head | Hydraulic Radius | Friction slope | Friction slope | Friction head | Total head | Total head
y2 | V2 | hv2 | H2 | R2 | Sf2 | Sf1 | hf2 | H1 | H2*
(ft) | (ft/s) | (ft) | (ft) | (ft) | (ft/ft) | (ft/ft) | (ft) | (ft) | (ft)
0.046 | 0.020142 | 6.2999e-06 | 0.046006 | 0.02966 | 1.9991e-06 | 2.8363e-05 | 1.5181e-05 | 0.018933 | 0.018948
0.032471 | 0.028535 | 1.2643e-05 | 0.032484 | 0.023379 | 5.5095e-06 | 2.8363e-05 | 1.6936e-05 | 0.018933 | 0.01895
0.025704 | 0.036047 | 2.0177e-05 | 0.025724 | 0.019654 | 1.1081e-05 | 2.8363e-05 | 1.9722e-05 | 0.018933 | 0.018953
0.022318 | 0.041515 | 2.6763e-05 | 0.022345 | 0.017611 | 1.7014e-05 | 2.8363e-05 | 2.2688e-05 | 0.018933 | 0.018956
0.020624 | 0.044927 | 3.1342e-05 | 0.020655 | 0.016539 | 2.1666e-05 | 2.8363e-05 | 2.5014e-05 | 0.018933 | 0.018958
0.019775 | 0.046854 | 3.4089e-05 | 0.019809 | 0.015989 | 2.4652e-05 | 2.8363e-05 | 2.6507e-05 | 0.018933 | 0.018959
0.01935 | 0.047883 | 3.5602e-05 | 0.019386 | 0.01571 | 2.6357e-05 | 2.8363e-05 | 2.736e-05 | 0.018933 | 0.01896
0.019137 | 0.048416 | 3.6398e-05 | 0.019174 | 0.015569 | 2.7271e-05 | 2.8363e-05 | 2.7817e-05 | 0.018933 | 0.018961
0.019031 | 0.048687 | 3.6807e-05 | 0.019068 | 0.015499 | 2.7745e-05 | 2.8363e-05 | 2.8054e-05 | 0.018933 | 0.018961
0.018978 | 0.048823 | 3.7014e-05 | 0.019015 | 0.015463 | 2.7986e-05 | 2.8363e-05 | 2.8174e-05 | 0.018933 | 0.018961
0.018951 | 0.048892 | 3.7119e-05 | 0.018988 | 0.015445 | 2.8108e-05 | 2.8363e-05 | 2.8235e-05 | 0.018933 | 0.018961
0.018937 | 0.048927 | 3.7171e-05 | 0.018975 | 0.015436 | 2.817e-05 | 2.8363e-05 | 2.8266e-05 | 0.018933 | 0.018961
0.018931 | 0.048944 | 3.7198e-05 | 0.018968 | 0.015432 | 2.82e-05 | 2.8363e-05 | 2.8281e-05 | 0.018933 | 0.018961
0.018927 | 0.048953 | 3.7211e-05 | 0.018965 | 0.01543 | 2.8216e-05 | 2.8363e-05 | 2.8289e-05 | 0.018933 | 0.018961
0.018926 | 0.048957 | 3.7218e-05 | 0.018963 | 0.015429 | 2.8224e-05 | 2.8363e-05 | 2.8293e-05 | 0.018933 | 0.018961
0.018925 | 0.048959 | 3.7221e-05 | 0.018962 | 0.015428 | 2.8227e-05 | 2.8363e-05 | 2.8295e-05 | 0.018933 | 0.018961
0.018924 | 0.048961 | 3.7223e-05 | 0.018962 | 0.015428 | 2.8229e-05 | 2.8363e-05 | 2.8296e-05 | 0.018933 | 0.018961
0.018924 | 0.048961 | 3.7223e-05 | 0.018961 | 0.015428 | 2.823e-05 | 2.8363e-05 | 2.8296e-05 | 0.018933 | 0.018961
0.018924 | 0.048961 | 3.7224e-05 | 0.018961 | 0.015428 | 2.8231e-05 | 2.8363e-05 | 2.8297e-05 | 0.018933 | 0.018961
0.018924 | 0.048961 | 3.7224e-05 | 0.018961 | 0.015428 | 2.8231e-05 | 2.8363e-05 | 2.8297e-05 | 0.018933 | 0.018961
0.018924 | 0.048962 | 3.7224e-05 | 0.018961 | 0.015428 | 2.8231e-05 | 2.8363e-05 | 2.8297e-05 | 0.018933 | 0.018961
0.018924 | 0.048962 | 3.7224e-05 | 0.018961 | 0.015428 | 2.8231e-05 | 2.8363e-05 | 2.8297e-05 | 0.018933 | 0.018961
0.018924 | 0.048962 | 3.7224e-05 | 0.018961 | 0.015428 | 2.8231e-05 | 2.8363e-05 | 2.8297e-05 | 0.018933 | 0.018961
0.018924 | 0.048962 | 3.7224e-05 | 0.018961 | 0.015428 | 2.8231e-05 | 2.8363e-05 | 2.8297e-05 | 0.018933 | 0.018961
0.018924 | 0.048962 | 3.7224e-05 | 0.018961 | 0.015428 | 2.8231e-05 | 2.8363e-05 | 2.8297e-05 | 0.018933 | 0.018961
0.018924 | 0.048962 | 3.7224e-05 | 0.018961 | 0.015428 | 2.8231e-05 | 2.8363e-05 | 2.8297e-05 | 0.018933 | 0.018961
0.018924 | 0.048962 | 3.7224e-05 | 0.018961 | 0.015428 | 2.8231e-05 | 2.8363e-05 | 2.8297e-05 | 0.018933 | 0.018961
0.018924 | 0.048962 | 3.7224e-05 | 0.018961 | 0.015428 | 2.8231e-05 | 2.8363e-05 | 2.8297e-05 | 0.018933 | 0.018961
Segment number | 95 | Length | 1 | feet
Est. water depth at upper end of segment | velocity | velocity head | total head | Hydraulic Radius | Friction slope | Friction slope | Friction head | Total head | Total head
y2 | V2 | hv2 | H2 | R2 | Sf2 | Sf1 | hf2 | H1 | H2*
(ft) | (ft/s) | (ft) | (ft) | (ft) | (ft/ft) | (ft/ft) | (ft) | (ft) | (ft)
0.046 | 0.020142 | 6.2999e-06 | 0.046006 | 0.02966 | 1.9991e-06 | 2.8231e-05 | 1.5115e-05 | 0.018961 | 0.018976
0.032485 | 0.028522 | 1.2632e-05 | 0.032498 | 0.023387 | 5.5025e-06 | 2.8231e-05 | 1.6867e-05 | 0.018961 | 0.018978
0.025725 | 0.036017 | 2.0143e-05 | 0.025745 | 0.019666 | 1.1054e-05 | 2.8231e-05 | 1.9643e-05 | 0.018961 | 0.018981
0.022343 | 0.041469 | 2.6704e-05 | 0.02237 | 0.017626 | 1.6957e-05 | 2.8231e-05 | 2.2594e-05 | 0.018961 | 0.018984
0.02065 | 0.044869 | 3.1261e-05 | 0.020681 | 0.016556 | 2.158e-05 | 2.8231e-05 | 2.4906e-05 | 0.018961 | 0.018986
0.019802 | 0.04679 | 3.3995e-05 | 0.019836 | 0.016006 | 2.4547e-05 | 2.8231e-05 | 2.6389e-05 | 0.018961 | 0.018988
0.019378 | 0.047814 | 3.55e-05 | 0.019414 | 0.015728 | 2.6241e-05 | 2.8231e-05 | 2.7236e-05 | 0.018961 | 0.018988
0.019165 | 0.048345 | 3.6292e-05 | 0.019202 | 0.015588 | 2.7148e-05 | 2.8231e-05 | 2.769e-05 | 0.018961 | 0.018989
0.019059 | 0.048615 | 3.6698e-05 | 0.019096 | 0.015517 | 2.7619e-05 | 2.8231e-05 | 2.7925e-05 | 0.018961 | 0.018989
0.019006 | 0.048751 | 3.6905e-05 | 0.019043 | 0.015482 | 2.7858e-05 | 2.8231e-05 | 2.8045e-05 | 0.018961 | 0.018989
0.018979 | 0.04882 | 3.7009e-05 | 0.019016 | 0.015464 | 2.7979e-05 | 2.8231e-05 | 2.8105e-05 | 0.018961 | 0.018989
0.018966 | 0.048854 | 3.7061e-05 | 0.019003 | 0.015455 | 2.804e-05 | 2.8231e-05 | 2.8136e-05 | 0.018961 | 0.018989
0.018959 | 0.048871 | 3.7087e-05 | 0.018996 | 0.015451 | 2.8071e-05 | 2.8231e-05 | 2.8151e-05 | 0.018961 | 0.018989
0.018956 | 0.04888 | 3.71e-05 | 0.018993 | 0.015449 | 2.8086e-05 | 2.8231e-05 | 2.8159e-05 | 0.018961 | 0.018989
0.018954 | 0.048884 | 3.7107e-05 | 0.018991 | 0.015447 | 2.8094e-05 | 2.8231e-05 | 2.8163e-05 | 0.018961 | 0.018989
0.018953 | 0.048886 | 3.711e-05 | 0.01899 | 0.015447 | 2.8098e-05 | 2.8231e-05 | 2.8165e-05 | 0.018961 | 0.018989
0.018953 | 0.048887 | 3.7112e-05 | 0.01899 | 0.015447 | 2.81e-05 | 2.8231e-05 | 2.8165e-05 | 0.018961 | 0.018989
0.018952 | 0.048888 | 3.7112e-05 | 0.01899 | 0.015446 | 2.8101e-05 | 2.8231e-05 | 2.8166e-05 | 0.018961 | 0.018989
0.018952 | 0.048888 | 3.7113e-05 | 0.018989 | 0.015446 | 2.8101e-05 | 2.8231e-05 | 2.8166e-05 | 0.018961 | 0.018989
0.018952 | 0.048888 | 3.7113e-05 | 0.018989 | 0.015446 | 2.8101e-05 | 2.8231e-05 | 2.8166e-05 | 0.018961 | 0.018989
0.018952 | 0.048888 | 3.7113e-05 | 0.018989 | 0.015446 | 2.8101e-05 | 2.8231e-05 | 2.8166e-05 | 0.018961 | 0.018989
0.018952 | 0.048889 | 3.7113e-05 | 0.018989 | 0.015446 | 2.8101e-05 | 2.8231e-05 | 2.8166e-05 | 0.018961 | 0.018989
0.018952 | 0.048889 | 3.7113e-05 | 0.018989 | 0.015446 | 2.8102e-05 | 2.8231e-05 | 2.8166e-05 | 0.018961 | 0.018989
0.018952 | 0.048889 | 3.7113e-05 | 0.018989 | 0.015446 | 2.8102e-05 | 2.8231e-05 | 2.8166e-05 | 0.018961 | 0.018989
0.018952 | 0.048889 | 3.7113e-05 | 0.018989 | 0.015446 | 2.8102e-05 | 2.8231e-05 | 2.8166e-05 | 0.018961 | 0.018989
0.018952 | 0.048889 | 3.7113e-05 | 0.018989 | 0.015446 | 2.8102e-05 | 2.8231e-05 | 2.8166e-05 | 0.018961 | 0.018989
0.018952 | 0.048889 | 3.7113e-05 | 0.018989 | 0.015446 | 2.8102e-05 | 2.8231e-05 | 2.8166e-05 | 0.018961 | 0.018989
0.018952 | 0.048889 | 3.7113e-05 | 0.018989 | 0.015446 | 2.8102e-05 | 2.8231e-05 | 2.8166e-05 | 0.018961 | 0.018989
Segment number | 96 | Length | 1 | feet
Est. water depth at upper end of segment | velocity | velocity head | total head | Hydraulic Radius | Friction slope | Friction slope | Friction head | Total head | Total head
y2 | V2 | hv2 | H2 | R2 | Sf2 | Sf1 | hf2 | H1 | H2*
(ft) | (ft/s) | (ft) | (ft) | (ft) | (ft/ft) | (ft/ft) | (ft) | (ft) | (ft)
0.046 | 0.020142 | 6.2999e-06 | 0.046006 | 0.02966 | 1.9991e-06 | 2.8102e-05 | 1.505e-05 | 0.018989 | 0.019004
0.032499 | 0.02851 | 1.2621e-05 | 0.032512 | 0.023394 | 5.4954e-06 | 2.8102e-05 | 1.6798e-05 | 0.018989 | 0.019006
0.025746 | 0.035988 | 2.011e-05 | 0.025766 | 0.019679 | 1.1026e-05 | 2.8102e-05 | 1.9564e-05 | 0.018989 | 0.019009
0.022368 | 0.041424 | 2.6645e-05 | 0.022394 | 0.017642 | 1.69e-05 | 2.8102e-05 | 2.2501e-05 | 0.018989 | 0.019012
0.020676 | 0.044812 | 3.1182e-05 | 0.020708 | 0.016573 | 2.1496e-05 | 2.8102e-05 | 2.4799e-05 | 0.018989 | 0.019014
0.01983 | 0.046725 | 3.3901e-05 | 0.019864 | 0.016024 | 2.4443e-05 | 2.8102e-05 | 2.6272e-05 | 0.018989 | 0.019016
0.019406 | 0.047746 | 3.5399e-05 | 0.019441 | 0.015746 | 2.6125e-05 | 2.8102e-05 | 2.7113e-05 | 0.018989 | 0.019016
0.019193 | 0.048274 | 3.6186e-05 | 0.01923 | 0.015606 | 2.7026e-05 | 2.8102e-05 | 2.7564e-05 | 0.018989 | 0.019017
0.019087 | 0.048543 | 3.6591e-05 | 0.019124 | 0.015536 | 2.7494e-05 | 2.8102e-05 | 2.7798e-05 | 0.018989 | 0.019017
0.019034 | 0.048679 | 3.6796e-05 | 0.019071 | 0.0155 | 2.7732e-05 | 2.8102e-05 | 2.7917e-05 | 0.018989 | 0.019017
0.019007 | 0.048747 | 3.6899e-05 | 0.019044 | 0.015483 | 2.7852e-05 | 2.8102e-05 | 2.7977e-05 | 0.018989 | 0.019017
0.018994 | 0.048782 | 3.6951e-05 | 0.019031 | 0.015474 | 2.7912e-05 | 2.8102e-05 | 2.8007e-05 | 0.018989 | 0.019017
0.018987 | 0.048799 | 3.6977e-05 | 0.019024 | 0.01547 | 2.7943e-05 | 2.8102e-05 | 2.8022e-05 | 0.018989 | 0.019017
0.018984 | 0.048807 | 3.699e-05 | 0.019021 | 0.015467 | 2.7958e-05 | 2.8102e-05 | 2.803e-05 | 0.018989 | 0.019017
0.018982 | 0.048812 | 3.6997e-05 | 0.019019 | 0.015466 | 2.7965e-05 | 2.8102e-05 | 2.8033e-05 | 0.018989 | 0.019017
0.018981 | 0.048814 | 3.7e-05 | 0.019018 | 0.015466 | 2.7969e-05 | 2.8102e-05 | 2.8035e-05 | 0.018989 | 0.019017
0.018981 | 0.048815 | 3.7002e-05 | 0.019018 | 0.015465 | 2.7971e-05 | 2.8102e-05 | 2.8036e-05 | 0.018989 | 0.019017
0.018981 | 0.048816 | 3.7002e-05 | 0.019018 | 0.015465 | 2.7972e-05 | 2.8102e-05 | 2.8037e-05 | 0.018989 | 0.019017
0.018981 | 0.048816 | 3.7003e-05 | 0.019018 | 0.015465 | 2.7973e-05 | 2.8102e-05 | 2.8037e-05 | 0.018989 | 0.019017
0.01898 | 0.048816 | 3.7003e-05 | 0.019017 | 0.015465 | 2.7973e-05 | 2.8102e-05 | 2.8037e-05 | 0.018989 | 0.019017
0.01898 | 0.048816 | 3.7003e-05 | 0.019017 | 0.015465 | 2.7973e-05 | 2.8102e-05 | 2.8037e-05 | 0.018989 | 0.019017
0.01898 | 0.048816 | 3.7003e-05 | 0.019017 | 0.015465 | 2.7973e-05 | 2.8102e-05 | 2.8037e-05 | 0.018989 | 0.019017
0.01898 | 0.048816 | 3.7003e-05 | 0.019017 | 0.015465 | 2.7973e-05 | 2.8102e-05 | 2.8037e-05 | 0.018989 | 0.019017
0.01898 | 0.048816 | 3.7003e-05 | 0.019017 | 0.015465 | 2.7973e-05 | 2.8102e-05 | 2.8037e-05 | 0.018989 | 0.019017
0.01898 | 0.048816 | 3.7003e-05 | 0.019017 | 0.015465 | 2.7973e-05 | 2.8102e-05 | 2.8037e-05 | 0.018989 | 0.019017
0.01898 | 0.048816 | 3.7003e-05 | 0.019017 | 0.015465 | 2.7973e-05 | 2.8102e-05 | 2.8037e-05 | 0.018989 | 0.019017
0.01898 | 0.048816 | 3.7003e-05 | 0.019017 | 0.015465 | 2.7973e-05 | 2.8102e-05 | 2.8037e-05 | 0.018989 | 0.019017
0.01898 | 0.048816 | 3.7003e-05 | 0.019017 | 0.015465 | 2.7973e-05 | 2.8102e-05 | 2.8037e-05 | 0.018989 | 0.019017
Segment number | 97 | Length | 1 | feet
Est. water depth at upper end of segment | velocity | velocity head | total head | Hydraulic Radius | Friction slope | Friction slope | Friction head | Total head | Total head
y2 | V2 | hv2 | H2 | R2 | Sf2 | Sf1 | hf2 | H1 | H2*
(ft) | (ft/s) | (ft) | (ft) | (ft) | (ft/ft) | (ft/ft) | (ft) | (ft) | (ft)
0.046 | 0.020142 | 6.2999e-06 | 0.046006 | 0.02966 | 1.9991e-06 | 2.7973e-05 | 1.4986e-05 | 0.019017 | 0.019032
0.032513 | 0.028498 | 1.2611e-05 | 0.032526 | 0.023401 | 5.4884e-06 | 2.7973e-05 | 1.6731e-05 | 0.019017 | 0.019034
0.025767 | 0.035958 | 2.0078e-05 | 0.025787 | 0.019691 | 1.0999e-05 | 2.7973e-05 | 1.9486e-05 | 0.019017 | 0.019037
0.022392 | 0.041378 | 2.6587e-05 | 0.022419 | 0.017657 | 1.6843e-05 | 2.7973e-05 | 2.2408e-05 | 0.019017 | 0.01904
0.020703 | 0.044755 | 3.1103e-05 | 0.020734 | 0.01659 | 2.1412e-05 | 2.7973e-05 | 2.4693e-05 | 0.019017 | 0.019042
0.019857 | 0.046661 | 3.3809e-05 | 0.019891 | 0.016042 | 2.4341e-05 | 2.7973e-05 | 2.6157e-05 | 0.019017 | 0.019044
0.019433 | 0.047678 | 3.5299e-05 | 0.019469 | 0.015764 | 2.6011e-05 | 2.7973e-05 | 2.6992e-05 | 0.019017 | 0.019044
0.019221 | 0.048205 | 3.6082e-05 | 0.019257 | 0.015625 | 2.6906e-05 | 2.7973e-05 | 2.744e-05 | 0.019017 | 0.019045
0.019115 | 0.048472 | 3.6484e-05 | 0.019151 | 0.015554 | 2.737e-05 | 2.7973e-05 | 2.7672e-05 | 0.019017 | 0.019045
0.019062 | 0.048608 | 3.6688e-05 | 0.019098 | 0.015519 | 2.7606e-05 | 2.7973e-05 | 2.779e-05 | 0.019017 | 0.019045
0.019035 | 0.048676 | 3.6791e-05 | 0.019072 | 0.015501 | 2.7726e-05 | 2.7973e-05 | 2.7849e-05 | 0.019017 | 0.019045
0.019022 | 0.04871 | 3.6842e-05 | 0.019059 | 0.015493 | 2.7786e-05 | 2.7973e-05 | 2.7879e-05 | 0.019017 | 0.019045
0.019015 | 0.048727 | 3.6868e-05 | 0.019052 | 0.015488 | 2.7816e-05 | 2.7973e-05 | 2.7894e-05 | 0.019017 | 0.019045
0.019012 | 0.048735 | 3.6881e-05 | 0.019049 | 0.015486 | 2.7831e-05 | 2.7973e-05 | 2.7902e-05 | 0.019017 | 0.019045
0.01901 | 0.04874 | 3.6888e-05 | 0.019047 | 0.015485 | 2.7838e-05 | 2.7973e-05 | 2.7906e-05 | 0.019017 | 0.019045
0.019009 | 0.048742 | 3.6891e-05 | 0.019046 | 0.015484 | 2.7842e-05 | 2.7973e-05 | 2.7908e-05 | 0.019017 | 0.019045
0.019009 | 0.048743 | 3.6893e-05 | 0.019046 | 0.015484 | 2.7844e-05 | 2.7973e-05 | 2.7909e-05 | 0.019017 | 0.019045
0.019009 | 0.048744 | 3.6893e-05 | 0.019046 | 0.015484 | 2.7845e-05 | 2.7973e-05 | 2.7909e-05 | 0.019017 | 0.019045
0.019009 | 0.048744 | 3.6894e-05 | 0.019045 | 0.015484 | 2.7846e-05 | 2.7973e-05 | 2.7909e-05 | 0.019017 | 0.019045
0.019008 | 0.048744 | 3.6894e-05 | 0.019045 | 0.015484 | 2.7846e-05 | 2.7973e-05 | 2.7909e-05 | 0.019017 | 0.019045
0.019008 | 0.048744 | 3.6894e-05 | 0.019045 | 0.015484 | 2.7846e-05 | 2.7973e-05 | 2.791e-05 | 0.019017 | 0.019045
0.019008 | 0.048744 | 3.6894e-05 | 0.019045 | 0.015484 | 2.7846e-05 | 2.7973e-05 | 2.791e-05 | 0.019017 | 0.019045
0.019008 | 0.048744 | 3.6894e-05 | 0.019045 | 0.015484 | 2.7846e-05 | 2.7973e-05 | 2.791e-05 | 0.019017 | 0.019045
0.019008 | 0.048744 | 3.6894e-05 | 0.019045 | 0.015484 | 2.7846e-05 | 2.7973e-05 | 2.791e-05 | 0.019017 | 0.019045
0.019008 | 0.048744 | 3.6894e-05 | 0.019045 | 0.015484 | 2.7846e-05 | 2.7973e-05 | 2.791e-05 | 0.019017 | 0.019045
0.019008 | 0.048744 | 3.6894e-05 | 0.019045 | 0.015484 | 2.7846e-05 | 2.7973e-05 | 2.791e-05 | 0.019017 | 0.019045
0.019008 | 0.048744 | 3.6894e-05 | 0.019045 | 0.015484 | 2.7846e-05 | 2.7973e-05 | 2.791e-05 | 0.019017 | 0.019045
0.019008 | 0.048744 | 3.6894e-05 | 0.019045 | 0.015484 | 2.7846e-05 | 2.7973e-05 | 2.791e-05 | 0.019017 | 0.019045
Segment number | 98 | Length | 1 | feet
Est. water depth at upper end of segment | velocity | velocity head | total head | Hydraulic Radius | Friction slope | Friction slope | Friction head | Total head | Total head
y2 | V2 | hv2 | H2 | R2 | Sf2 | Sf1 | hf2 | H1 | H2*
(ft) | (ft/s) | (ft) | (ft) | (ft) | (ft/ft) | (ft/ft) | (ft) | (ft) | (ft)
0.046 | 0.020142 | 6.2999e-06 | 0.046006 | 0.02966 | 1.9991e-06 | 2.7846e-05 | 1.4923e-05 | 0.019045 | 0.01906
0.032527 | 0.028486 | 1.26e-05 | 0.03254 | 0.023408 | 5.4815e-06 | 2.7846e-05 | 1.6664e-05 | 0.019045 | 0.019062
0.025788 | 0.035929 | 2.0045e-05 | 0.025808 | 0.019703 | 1.0972e-05 | 2.7846e-05 | 1.9409e-05 | 0.019045 | 0.019065
0.022416 | 0.041333 | 2.6529e-05 | 0.022443 | 0.017672 | 1.6788e-05 | 2.7846e-05 | 2.2317e-05 | 0.019045 | 0.019068
0.020729 | 0.044699 | 3.1024e-05 | 0.02076 | 0.016606 | 2.133e-05 | 2.7846e-05 | 2.4588e-05 | 0.019045 | 0.01907
0.019884 | 0.046598 | 3.3717e-05 | 0.019918 | 0.01606 | 2.4239e-05 | 2.7846e-05 | 2.6043e-05 | 0.019045 | 0.019071
0.019461 | 0.047611 | 3.5199e-05 | 0.019496 | 0.015782 | 2.5898e-05 | 2.7846e-05 | 2.6872e-05 | 0.019045 | 0.019072
0.019249 | 0.048135 | 3.5978e-05 | 0.019285 | 0.015643 | 2.6787e-05 | 2.7846e-05 | 2.7317e-05 | 0.019045 | 0.019073
0.019143 | 0.048402 | 3.6378e-05 | 0.019179 | 0.015573 | 2.7248e-05 | 2.7846e-05 | 2.7547e-05 | 0.019045 | 0.019073
0.01909 | 0.048537 | 3.6581e-05 | 0.019126 | 0.015537 | 2.7482e-05 | 2.7846e-05 | 2.7664e-05 | 0.019045 | 0.019073
0.019063 | 0.048605 | 3.6683e-05 | 0.0191 | 0.01552 | 2.7601e-05 | 2.7846e-05 | 2.7723e-05 | 0.019045 | 0.019073
0.01905 | 0.048639 | 3.6735e-05 | 0.019086 | 0.015511 | 2.766e-05 | 2.7846e-05 | 2.7753e-05 | 0.019045 | 0.019073
0.019043 | 0.048656 | 3.676e-05 | 0.01908 | 0.015507 | 2.769e-05 | 2.7846e-05 | 2.7768e-05 | 0.019045 | 0.019073
0.01904 | 0.048664 | 3.6773e-05 | 0.019076 | 0.015504 | 2.7705e-05 | 2.7846e-05 | 2.7776e-05 | 0.019045 | 0.019073
0.019038 | 0.048668 | 3.678e-05 | 0.019075 | 0.015503 | 2.7713e-05 | 2.7846e-05 | 2.7779e-05 | 0.019045 | 0.019073
0.019037 | 0.048671 | 3.6783e-05 | 0.019074 | 0.015503 | 2.7717e-05 | 2.7846e-05 | 2.7781e-05 | 0.019045 | 0.019073
0.019037 | 0.048672 | 3.6785e-05 | 0.019074 | 0.015502 | 2.7718e-05 | 2.7846e-05 | 2.7782e-05 | 0.019045 | 0.019073
0.019037 | 0.048672 | 3.6785e-05 | 0.019073 | 0.015502 | 2.7719e-05 | 2.7846e-05 | 2.7783e-05 | 0.019045 | 0.019073
0.019036 | 0.048672 | 3.6786e-05 | 0.019073 | 0.015502 | 2.772e-05 | 2.7846e-05 | 2.7783e-05 | 0.019045 | 0.019073
0.019036 | 0.048673 | 3.6786e-05 | 0.019073 | 0.015502 | 2.772e-05 | 2.7846e-05 | 2.7783e-05 | 0.019045 | 0.019073
0.019036 | 0.048673 | 3.6786e-05 | 0.019073 | 0.015502 | 2.772e-05 | 2.7846e-05 | 2.7783e-05 | 0.019045 | 0.019073
0.019036 | 0.048673 | 3.6786e-05 | 0.019073 | 0.015502 | 2.772e-05 | 2.7846e-05 | 2.7783e-05 | 0.019045 | 0.019073
0.019036 | 0.048673 | 3.6786e-05 | 0.019073 | 0.015502 | 2.772e-05 | 2.7846e-05 | 2.7783e-05 | 0.019045 | 0.019073
0.019036 | 0.048673 | 3.6786e-05 | 0.019073 | 0.015502 | 2.772e-05 | 2.7846e-05 | 2.7783e-05 | 0.019045 | 0.019073
0.019036 | 0.048673 | 3.6786e-05 | 0.019073 | 0.015502 | 2.772e-05 | 2.7846e-05 | 2.7783e-05 | 0.019045 | 0.019073
0.019036 | 0.048673 | 3.6786e-05 | 0.019073 | 0.015502 | 2.772e-05 | 2.7846e-05 | 2.7783e-05 | 0.019045 | 0.019073
0.019036 | 0.048673 | 3.6786e-05 | 0.019073 | 0.015502 | 2.772e-05 | 2.7846e-05 | 2.7783e-05 | 0.019045 | 0.019073
0.019036 | 0.048673 | 3.6786e-05 | 0.019073 | 0.015502 | 2.772e-05 | 2.7846e-05 | 2.7783e-05 | 0.019045 | 0.019073
Segment number | 99 | Length | 1 | feet
Est. water depth at upper end of segment | velocity | velocity head | total head | Hydraulic Radius | Friction slope | Friction slope | Friction head | Total head | Total head
y2 | V2 | hv2 | H2 | R2 | Sf2 | Sf1 | hf2 | H1 | H2*
(ft) | (ft/s) | (ft) | (ft) | (ft) | (ft/ft) | (ft/ft) | (ft) | (ft) | (ft)
0.046 | 0.020142 | 6.2999e-06 | 0.046006 | 0.02966 | 1.9991e-06 | 2.772e-05 | 1.486e-05 | 0.019073 | 0.019088
0.032541 | 0.028473 | 1.2589e-05 | 0.032553 | 0.023416 | 5.4746e-06 | 2.772e-05 | 1.6597e-05 | 0.019073 | 0.01909
0.025809 | 0.0359 | 2.0013e-05 | 0.025829 | 0.019715 | 1.0946e-05 | 2.772e-05 | 1.9333e-05 | 0.019073 | 0.019092
0.022441 | 0.041289 | 2.6471e-05 | 0.022467 | 0.017687 | 1.6732e-05 | 2.772e-05 | 2.2226e-05 | 0.019073 | 0.019095
0.020755 | 0.044643 | 3.0947e-05 | 0.020786 | 0.016623 | 2.1248e-05 | 2.772e-05 | 2.4484e-05 | 0.019073 | 0.019098
0.019911 | 0.046535 | 3.3626e-05 | 0.019944 | 0.016077 | 2.4138e-05 | 2.772e-05 | 2.5929e-05 | 0.019073 | 0.019099
0.019488 | 0.047544 | 3.51e-05 | 0.019523 | 0.0158 | 2.5787e-05 | 2.772e-05 | 2.6754e-05 | 0.019073 | 0.0191
0.019276 | 0.048066 | 3.5876e-05 | 0.019312 | 0.015661 | 2.6669e-05 | 2.772e-05 | 2.7195e-05 | 0.019073 | 0.0191
0.01917 | 0.048332 | 3.6273e-05 | 0.019207 | 0.015591 | 2.7127e-05 | 2.772e-05 | 2.7423e-05 | 0.019073 | 0.019101
0.019117 | 0.048466 | 3.6475e-05 | 0.019154 | 0.015556 | 2.736e-05 | 2.772e-05 | 2.754e-05 | 0.019073 | 0.019101
0.019091 | 0.048534 | 3.6577e-05 | 0.019127 | 0.015538 | 2.7477e-05 | 2.772e-05 | 2.7599e-05 | 0.019073 | 0.019101
0.019077 | 0.048568 | 3.6628e-05 | 0.019114 | 0.015529 | 2.7536e-05 | 2.772e-05 | 2.7628e-05 | 0.019073 | 0.019101
0.019071 | 0.048585 | 3.6653e-05 | 0.019107 | 0.015525 | 2.7566e-05 | 2.772e-05 | 2.7643e-05 | 0.019073 | 0.019101
0.019067 | 0.048593 | 3.6666e-05 | 0.019104 | 0.015523 | 2.7581e-05 | 2.772e-05 | 2.7651e-05 | 0.019073 | 0.019101
0.019066 | 0.048598 | 3.6673e-05 | 0.019102 | 0.015522 | 2.7589e-05 | 2.772e-05 | 2.7654e-05 | 0.019073 | 0.019101
0.019065 | 0.0486 | 3.6676e-05 | 0.019102 | 0.015521 | 2.7592e-05 | 2.772e-05 | 2.7656e-05 | 0.019073 | 0.019101
0.019065 | 0.048601 | 3.6677e-05 | 0.019101 | 0.015521 | 2.7594e-05 | 2.772e-05 | 2.7657e-05 | 0.019073 | 0.019101
0.019064 | 0.048601 | 3.6678e-05 | 0.019101 | 0.015521 | 2.7595e-05 | 2.772e-05 | 2.7658e-05 | 0.019073 | 0.019101
0.019064 | 0.048602 | 3.6679e-05 | 0.019101 | 0.015521 | 2.7596e-05 | 2.772e-05 | 2.7658e-05 | 0.019073 | 0.019101
0.019064 | 0.048602 | 3.6679e-05 | 0.019101 | 0.015521 | 2.7596e-05 | 2.772e-05 | 2.7658e-05 | 0.019073 | 0.019101
0.019064 | 0.048602 | 3.6679e-05 | 0.019101 | 0.015521 | 2.7596e-05 | 2.772e-05 | 2.7658e-05 | 0.019073 | 0.019101
0.019064 | 0.048602 | 3.6679e-05 | 0.019101 | 0.015521 | 2.7596e-05 | 2.772e-05 | 2.7658e-05 | 0.019073 | 0.019101
0.019064 | 0.048602 | 3.6679e-05 | 0.019101 | 0.015521 | 2.7596e-05 | 2.772e-05 | 2.7658e-05 | 0.019073 | 0.019101
0.019064 | 0.048602 | 3.6679e-05 | 0.019101 | 0.015521 | 2.7596e-05 | 2.772e-05 | 2.7658e-05 | 0.019073 | 0.019101
0.019064 | 0.048602 | 3.6679e-05 | 0.019101 | 0.015521 | 2.7596e-05 | 2.772e-05 | 2.7658e-05 | 0.019073 | 0.019101
0.019064 | 0.048602 | 3.6679e-05 | 0.019101 | 0.015521 | 2.7596e-05 | 2.772e-05 | 2.7658e-05 | 0.019073 | 0.019101
0.019064 | 0.048602 | 3.6679e-05 | 0.019101 | 0.015521 | 2.7596e-05 | 2.772e-05 | 2.7658e-05 | 0.019073 | 0.019101
0.019064 | 0.048602 | 3.6679e-05 | 0.019101 | 0.015521 | 2.7596e-05 | 2.772e-05 | 2.7658e-05 | 0.019073 | 0.019101
Segment number | 100 | Length | 1 | feet
Est. water depth at upper end of segment | velocity | velocity head | total head | Hydraulic Radius | Friction slope | Friction slope | Friction head | Total head | Total head
y2 | V2 | hv2 | H2 | R2 | Sf2 | Sf1 | hf2 | H1 | H2*
(ft) | (ft/s) | (ft) | (ft) | (ft) | (ft/ft) | (ft/ft) | (ft) | (ft) | (ft)
0.046 | 0.020142 | 6.2999e-06 | 0.046006 | 0.02966 | 1.9991e-06 | 2.7596e-05 | 1.4798e-05 | 0.019101 | 0.019116
0.032555 | 0.028461 | 1.2578e-05 | 0.032567 | 0.023423 | 5.4677e-06 | 2.7596e-05 | 1.6532e-05 | 0.019101 | 0.019117
0.02583 | 0.035871 | 1.9981e-05 | 0.02585 | 0.019727 | 1.0919e-05 | 2.7596e-05 | 1.9258e-05 | 0.019101 | 0.01912
0.022465 | 0.041244 | 2.6415e-05 | 0.022491 | 0.017702 | 1.6677e-05 | 2.7596e-05 | 2.2137e-05 | 0.019101 | 0.019123
0.020781 | 0.044587 | 3.087e-05 | 0.020812 | 0.01664 | 2.1167e-05 | 2.7596e-05 | 2.4381e-05 | 0.019101 | 0.019125
0.019937 | 0.046473 | 3.3536e-05 | 0.019971 | 0.016095 | 2.4039e-05 | 2.7596e-05 | 2.5817e-05 | 0.019101 | 0.019127
0.019515 | 0.047478 | 3.5003e-05 | 0.01955 | 0.015818 | 2.5676e-05 | 2.7596e-05 | 2.6636e-05 | 0.019101 | 0.019127
0.019304 | 0.047998 | 3.5774e-05 | 0.01934 | 0.015679 | 2.6553e-05 | 2.7596e-05 | 2.7074e-05 | 0.019101 | 0.019128
0.019198 | 0.048263 | 3.6169e-05 | 0.019234 | 0.015609 | 2.7007e-05 | 2.7596e-05 | 2.7301e-05 | 0.019101 | 0.019128
0.019145 | 0.048397 | 3.637e-05 | 0.019181 | 0.015574 | 2.7238e-05 | 2.7596e-05 | 2.7417e-05 | 0.019101 | 0.019128
0.019118 | 0.048464 | 3.6471e-05 | 0.019155 | 0.015557 | 2.7355e-05 | 2.7596e-05 | 2.7475e-05 | 0.019101 | 0.019128
0.019105 | 0.048498 | 3.6522e-05 | 0.019142 | 0.015548 | 2.7414e-05 | 2.7596e-05 | 2.7505e-05 | 0.019101 | 0.019128
0.019098 | 0.048514 | 3.6547e-05 | 0.019135 | 0.015543 | 2.7443e-05 | 2.7596e-05 | 2.752e-05 | 0.019101 | 0.019128
0.019095 | 0.048523 | 3.656e-05 | 0.019132 | 0.015541 | 2.7458e-05 | 2.7596e-05 | 2.7527e-05 | 0.019101 | 0.019128
0.019093 | 0.048527 | 3.6567e-05 | 0.01913 | 0.01554 | 2.7465e-05 | 2.7596e-05 | 2.7531e-05 | 0.019101 | 0.019128
0.019093 | 0.048529 | 3.657e-05 | 0.019129 | 0.015539 | 2.7469e-05 | 2.7596e-05 | 2.7533e-05 | 0.019101 | 0.019128
0.019092 | 0.04853 | 3.6571e-05 | 0.019129 | 0.015539 | 2.7471e-05 | 2.7596e-05 | 2.7534e-05 | 0.019101 | 0.019128
0.019092 | 0.048531 | 3.6572e-05 | 0.019129 | 0.015539 | 2.7472e-05 | 2.7596e-05 | 2.7534e-05 | 0.019101 | 0.019128
0.019092 | 0.048531 | 3.6573e-05 | 0.019128 | 0.015539 | 2.7472e-05 | 2.7596e-05 | 2.7534e-05 | 0.019101 | 0.019128
0.019092 | 0.048531 | 3.6573e-05 | 0.019128 | 0.015539 | 2.7473e-05 | 2.7596e-05 | 2.7534e-05 | 0.019101 | 0.019128
0.019092 | 0.048531 | 3.6573e-05 | 0.019128 | 0.015539 | 2.7473e-05 | 2.7596e-05 | 2.7534e-05 | 0.019101 | 0.019128
0.019092 | 0.048531 | 3.6573e-05 | 0.019128 | 0.015539 | 2.7473e-05 | 2.7596e-05 | 2.7534e-05 | 0.019101 | 0.019128
0.019092 | 0.048531 | 3.6573e-05 | 0.019128 | 0.015539 | 2.7473e-05 | 2.7596e-05 | 2.7534e-05 | 0.019101 | 0.019128
0.019092 | 0.048531 | 3.6573e-05 | 0.019128 | 0.015539 | 2.7473e-05 | 2.7596e-05 | 2.7534e-05 | 0.019101 | 0.019128
0.019092 | 0.048531 | 3.6573e-05 | 0.019128 | 0.015539 | 2.7473e-05 | 2.7596e-05 | 2.7534e-05 | 0.019101 | 0.019128
0.019092 | 0.048531 | 3.6573e-05 | 0.019128 | 0.015539 | 2.7473e-05 | 2.7596e-05 | 2.7534e-05 | 0.019101 | 0.019128
0.019092 | 0.048531 | 3.6573e-05 | 0.019128 | 0.015539 | 2.7473e-05 | 2.7596e-05 | 2.7534e-05 | 0.019101 | 0.019128
0.019092 | 0.048531 | 3.6573e-05 | 0.019128 | 0.015539 | 2.7473e-05 | 2.7596e-05 | 2.7534e-05 | 0.019101 | 0.019128